## 2.0_Instrument List
INSTRUMENT LIST | [9 empty] | OFFSET(1.2_Designtable!$O$1,MATCH('2.0_Instrument List'!$G1,1.2_Designtable!$O:$O,0)-1,1,COUNTIF(1.2_Designtable!$O:$O,'2.0_Instrument List'!$G1),1) | [12 empty] | OFFSET('2.1_Inst. Type'!$C$4,MATCH('2.0_Instrument List'!$H1,'2.1_Inst. Type'!$C:$C,0)-4,-1,COUNTIF('2.1_Inst. Type'!$C:$C,'2.0_Instrument List'!$H1),1)
Project : AL NOUF 1 PROJECT
RFQ NO. : D00P-00CZE00-J30-0001
DESCRIPTION : Field Instrument
NO | UNIT | SYSTEM CODE | SYSTEM SEQUENCE | TAG | SYSTEM | P&ID No. | TYPE | Q'ty | DESCRIPTION | Design table No. | Operating condition |  |  | Design condition |  |  | Pipe |  |  | Rating | Velocity Criteria | Fluid | INST. TYPICAL TYPE | SENSING TYPE | ELEMENT TYPE | Mounting Type | Signal Type | REQUIRED CALIBRATION RANGE | UNIT | ELEM. MATERIAL | Connection Type | TW / CHAMBER SPECIFICATION | EXPLOSION PROOF | BASE OPTION & ACCESSORY | BODY MATERIAL | Scope of Supply | MAKER | MODEL | STATUS | REMARK
[11 empty] | Mass Flow kg/s | Press. [bara] | Temp. deg.C | Mass Flow kg/s | Press. [bara] | Temp. deg.C | Material [ASTM] | NB [mm] | Sch.
1 |  |  |  |  | P&ID FOR AUX. COOLING WATER SYSTEM FOR GROUP 10 | D00P-10PCB10-M05-0001 | PDIT | 2 | UNIT #10 ACW PUMP DISCHARGE DIFFERENTIAL PRESSURE A | [26 empty] | SCT |  |  |  | [DESCRIPTION] 중간 심볼(SUCTION STRAINER)이 도면에 낱말로 없음 — 직접 입력 → 미처리
2 |  |  |  |  | P&ID FOR AUX. COOLING WATER SYSTEM FOR GROUP 10 | D00P-10PCB10-M05-0001 | TIT | 2 | UNIT #10 ACW PUMP TEMPERATURE A | [26 empty] | SCT
3 |  |  |  |  | P&ID FOR AUX. COOLING WATER SYSTEM FOR GROUP 10 | D00P-10PCB10-M05-0001 | PI | 2 | UNIT #10 ACW PUMP PRESSURE B | [26 empty] | SCT
4 |  |  |  |  | P&ID FOR AUX. COOLING WATER SYSTEM FOR GROUP 10 | D00P-10PCB10-M05-0001 | PDIT | 2 | UNIT #10 ACW PUMP DISCHARGE DIFFERENTIAL PRESSURE B | [26 empty] | SCT |  |  |  | [DESCRIPTION] 중간 심볼(SUCTION STRAINER)이 도면에 낱말로 없음 — 직접 입력 → 미처리
5 |  |  |  |  | P&ID FOR AUX. COOLING WATER SYSTEM FOR GROUP 10 | D00P-10PCB10-M05-0001 | PI | 2 | UNIT #10 ACW PUMP PRESSURE C | [26 empty] | SCT
6 |  |  |  |  | P&ID FOR AUX. COOLING WATER SYSTEM FOR GROUP 10 | D00P-10PCB10-M05-0001 | PI | 2 | UNIT #10 ACW PUMP PRESSURE A | [26 empty] | SCT
7 |  |  |  |  | P&ID FOR AUX. COOLING WATER SYSTEM FOR GROUP 10 | D00P-10PCB10-M05-0001 | TIT | 2 | UNIT #10 ACW PUMP TEMPERATURE C | [26 empty] | SCT
8 |  |  |  |  | P&ID FOR AUX. COOLING WATER SYSTEM FOR GROUP 10 | D00P-10PCB10-M05-0001 | PDIT | 2 | UNIT #10 ACW PUMP DISCHARGE DIFFERENTIAL PRESSURE E | [26 empty] | SCT |  |  |  | [DESCRIPTION] 중간 심볼(SUCTION STRAINER)이 도면에 낱말로 없음 — 직접 입력 → 미처리
9 |  |  |  |  | P&ID FOR AUX. COOLING WATER SYSTEM FOR GROUP 10 | D00P-10PCB10-M05-0001 | PIT | 2 | UNIT #10 ACW PUMP DISCHARGE PRESSURE | [26 empty] | SCT
10 |  |  |  |  | P&ID FOR AUX. COOLING WATER SYSTEM FOR GROUP 10 | D00P-10PCB10-M05-0001 | PDIT | 2 | UNIT #10 ACW PUMP DISCHARGE DIFFERENTIAL PRESSURE C | [26 empty] | SCT |  |  |  | [DESCRIPTION] 중간 심볼(SUCTION STRAINER)이 도면에 낱말로 없음 — 직접 입력 → 미처리
11 |  |  |  |  | P&ID FOR AUX. COOLING WATER SYSTEM FOR GROUP 10 | D00P-10PCB10-M05-0001 | TI | 2 | UNIT #10 ACW PUMP TEMPERATURE A | [26 empty] | SCT
12 |  |  |  |  | P&ID FOR AUX. COOLING WATER SYSTEM FOR GROUP 10 | D00P-10PCB10-M05-0001 | TIT | 2 | UNIT #10 ACW PUMP TEMPERATURE B | [26 empty] | SCT
13 |  |  |  |  | P&ID FOR AUX. COOLING WATER SYSTEM FOR GROUP 10 | D00P-10PCB10-M05-0001 | TI | 2 | UNIT #10 ACW PUMP TEMPERATURE C | [26 empty] | SCT
14 |  |  |  |  | P&ID FOR AUX. COOLING WATER SYSTEM FOR GROUP 10 | D00P-10PCB10-M05-0001 | PDIT | 2 | UNIT #10 ACW PUMP DISCHARGE DIFFERENTIAL PRESSURE D | [26 empty] | SCT |  |  |  | [DESCRIPTION] 중간 심볼(SUCTION STRAINER)이 도면에 낱말로 없음 — 직접 입력 → 미처리
15 |  |  |  |  | P&ID FOR AUX. COOLING WATER SYSTEM FOR GROUP 10 | D00P-10PCB10-M05-0001 | TI | 2 | UNIT #10 ACW PUMP TEMPERATURE B | [26 empty] | SCT
16 |  |  |  |  | P&ID FOR AUXILIARY STEAM SYSTEM GROUP 10 | D00P-10LBG10-M05-0001 | PIT | 2 | UNIT #10 AUX STEAM HEADER DISCHARGE PRESSURE A | [26 empty] | SCT
17 |  |  |  |  | P&ID FOR AUXILIARY STEAM SYSTEM GROUP 10 | D00P-10LBG10-M05-0001 | TIT | 2 | UNIT #10 AUX STEAM HEADER TEMPERATURE B | [26 empty] | SCT
18 |  |  |  |  | P&ID FOR AUXILIARY STEAM SYSTEM GROUP 10 | D00P-10LBG10-M05-0001 | TIT | 2 | UNIT #10 AUX STEAM HEADER TEMPERATURE D | [26 empty] | SCT
19 |  |  |  |  | P&ID FOR AUXILIARY STEAM SYSTEM GROUP 10 | D00P-10LBG10-M05-0001 | TIT | 2 | UNIT #10 AUX STEAM HEADER TEMPERATURE A | [26 empty] | SCT
20 |  |  |  |  | P&ID FOR AUXILIARY STEAM SYSTEM GROUP 10 | D00P-10LBG10-M05-0001 | LS | 2 | UNIT #10 AUX STEAM LETDOWN VALVE LEVEL A | [26 empty] | SCT
21 |  |  |  |  | P&ID FOR AUXILIARY STEAM SYSTEM GROUP 10 | D00P-10LBG10-M05-0001 | LS | 2 | UNIT #10 AUX STEAM LETDOWN VALVE LEVEL B | [26 empty] | SCT
22 |  |  |  |  | P&ID FOR AUXILIARY STEAM SYSTEM GROUP 10 | D00P-10LBG10-M05-0001 | TIT | 2 | UNIT #10 AUX STEAM HEADER TEMPERATURE E | [26 empty] | SCT
23 |  |  |  |  | P&ID FOR AUXILIARY STEAM SYSTEM GROUP 10 | D00P-10LBG10-M05-0001 | PIT | 2 | UNIT #10 AUX STEAM HEADER DISCHARGE PRESSURE B | [26 empty] | SCT
24 |  |  |  |  | P&ID FOR AUXILIARY STEAM SYSTEM GROUP 10 | D00P-10LBG10-M05-0001 | PDIT | 2 | UNIT #10 AUX STEAM LETDOWN VALVE DOWNSTREAM DIFFERENTIAL PRESSURE | [26 empty] | SCT
25 |  |  |  |  | P&ID FOR AUXILIARY STEAM SYSTEM GROUP 10 | D00P-10LBG10-M05-0001 | FIT | 2 | UNIT #10 AUX STEAM LETDOWN VALVE DOWNSTREAM FLOW | [26 empty] | SCT
26 |  |  |  |  | P&ID FOR AUXILIARY STEAM SYSTEM GROUP 10 | D00P-10LBG10-M05-0001 | FE | 2 | UNIT #10 AUX STEAM LETDOWN VALVE DOWNSTREAM FLOW ELEMENT | [26 empty] | SCT
27 |  |  |  |  | P&ID FOR AUXILIARY STEAM SYSTEM GROUP 10 | D00P-10LBG10-M05-0001 | TIT | 2 | UNIT #10 AUX STEAM HEADER TEMPERATURE C | [26 empty] | SCT
28 |  |  |  |  | P&ID FOR AUXILIARY STEAM SYSTEM GROUP 10 | D00P-10LBG10-M05-0001 | PIT | 2 | UNIT #10 AUX STEAM HEADER DISCHARGE PRESSURE C | [26 empty] | SCT
29 |  |  |  |  | P&ID FOR BYPASS STEAM SYSTEM GROUP 10 (1 OF 2) | D00P-10MAN10-M05-0001 | TIT | 2 | FROM HP BYPASS VALVE TO HRSG#11 CRH STEAM SYSTEM TEMPERATURE TRANSMITTER A | [26 empty] | SCT |  |  |  | 판정축 ② · 귀속 HP BYPASS VALVE→HRSG#11 CRH STEAM SYSTEM
30 |  |  |  |  | P&ID FOR BYPASS STEAM SYSTEM GROUP 10 (1 OF 2) | D00P-10MAN10-M05-0001 | LS | 2 | UNIT #11 LP BYPASS VALVE LEVEL B | [26 empty] | SCT
31 |  |  |  |  | P&ID FOR BYPASS STEAM SYSTEM GROUP 10 (1 OF 2) | D00P-10MAN10-M05-0001 | PIT | 2 | UNIT #11 HRH BYPASS VALVE DOWNSTREAM PRESSURE A | [26 empty] | SCT
32 |  |  |  |  | P&ID FOR BYPASS STEAM SYSTEM GROUP 10 (1 OF 2) | D00P-10MAN10-M05-0001 | FIT | 2 | UNIT #11 LP BYPASS VALVE DOWNSTREAM FLOW | [26 empty] | SCT
33 |  |  |  |  | P&ID FOR BYPASS STEAM SYSTEM GROUP 10 (1 OF 2) | D00P-10MAN10-M05-0001 | PIT | 2 | UNIT #11 LP BYPASS VALVE DOWNSTREAM PRESSURE B | [26 empty] | SCT
34 |  |  |  |  | P&ID FOR BYPASS STEAM SYSTEM GROUP 10 (1 OF 2) | D00P-10MAN10-M05-0001 | TIT | 2 | HRSG#11 HRH STEAM SYSTEM DISCHARGE TEMPERATURE TRANSMITTER A | [26 empty] | SCT |  |  |  | 판정축 ③ · 귀속 HRSG#11 HRH STEAM SYSTEM→(다분기)
35 |  |  |  |  | P&ID FOR BYPASS STEAM SYSTEM GROUP 10 (1 OF 2) | D00P-10MAN10-M05-0001 | PIT | 2 | UNIT #11 HP BYPASS VALVE DOWNSTREAM PRESSURE B | [26 empty] | SCT
36 |  |  |  |  | P&ID FOR BYPASS STEAM SYSTEM GROUP 10 (1 OF 2) | D00P-10MAN10-M05-0001 | TIT | 2 | FROM LP BYPASS VALVE TO CONDENSER TEMPERATURE TRANSMITTER A | [26 empty] | SCT |  |  |  | 판정축 ② · 귀속 LP BYPASS VALVE→CONDENSER
37 |  |  |  |  | P&ID FOR BYPASS STEAM SYSTEM GROUP 10 (1 OF 2) | D00P-10MAN10-M05-0001 | TIT | 2 | FROM LP BYPASS VALVE TO CONDENSER TEMPERATURE TRANSMITTER B | [26 empty] | SCT |  |  |  | 판정축 ② · 귀속 LP BYPASS VALVE→CONDENSER
38 |  |  |  |  | P&ID FOR BYPASS STEAM SYSTEM GROUP 10 (1 OF 2) | D00P-10MAN10-M05-0001 | TIT | 2 | FROM HRH BYPASS VALVE TO CONDENSER TEMPERATURE TRANSMITTER A | [26 empty] | SCT |  |  |  | 판정축 ② · 귀속 HRH BYPASS VALVE→CONDENSER
39 |  |  |  |  | P&ID FOR BYPASS STEAM SYSTEM GROUP 10 (1 OF 2) | D00P-10MAN10-M05-0001 | PDIT | 2 | UNIT #11 HRH BYPASS VALVE DOWNSTREAM DIFFERENTIAL PRESSURE | [26 empty] | SCT
40 |  |  |  |  | P&ID FOR BYPASS STEAM SYSTEM GROUP 10 (1 OF 2) | D00P-10MAN10-M05-0001 | FE | 2 | UNIT #11 HP BYPASS VALVE DOWNSTREAM FLOW ELEMENT | [26 empty] | SCT
41 |  |  |  |  | P&ID FOR BYPASS STEAM SYSTEM GROUP 10 (1 OF 2) | D00P-10MAN10-M05-0001 | TIT | 2 | FROM HRH BYPASS VALVE TO CONDENSER TEMPERATURE TRANSMITTER C | [26 empty] | SCT |  |  |  | 판정축 ② · 귀속 HRH BYPASS VALVE→CONDENSER
42 |  |  |  |  | P&ID FOR BYPASS STEAM SYSTEM GROUP 10 (1 OF 2) | D00P-10MAN10-M05-0001 | TIT | 2 | FROM HP BYPASS VALVE TO HRSG#11 CRH STEAM SYSTEM TEMPERATURE TRANSMITTER B | [26 empty] | SCT |  |  |  | 판정축 ② · 귀속 HP BYPASS VALVE→HRSG#11 CRH STEAM SYSTEM
43 |  |  |  |  | P&ID FOR BYPASS STEAM SYSTEM GROUP 10 (1 OF 2) | D00P-10MAN10-M05-0001 | PDIT | 2 | UNIT #11 HP BYPASS VALVE DOWNSTREAM DIFFERENTIAL PRESSURE | [26 empty] | SCT
44 |  |  |  |  | P&ID FOR BYPASS STEAM SYSTEM GROUP 10 (1 OF 2) | D00P-10MAN10-M05-0001 | PIT | 2 | UNIT #11 LP BYPASS VALVE DOWNSTREAM PRESSURE A | [26 empty] | SCT
45 |  |  |  |  | P&ID FOR BYPASS STEAM SYSTEM GROUP 10 (1 OF 2) | D00P-10MAN10-M05-0001 | TIT | 2 | FROM HP BYPASS VALVE TO HRSG#11 CRH STEAM SYSTEM TEMPERATURE TRANSMITTER C | [26 empty] | SCT |  |  |  | 판정축 ② · 귀속 HP BYPASS VALVE→HRSG#11 CRH STEAM SYSTEM
46 |  |  |  |  | P&ID FOR BYPASS STEAM SYSTEM GROUP 10 (1 OF 2) | D00P-10MAN10-M05-0001 | TIT | 2 | FROM LP BYPASS VALVE TO CONDENSER TEMPERATURE TRANSMITTER C | [26 empty] | SCT |  |  |  | 판정축 ② · 귀속 LP BYPASS VALVE→CONDENSER
47 |  |  |  |  | P&ID FOR BYPASS STEAM SYSTEM GROUP 10 (1 OF 2) | D00P-10MAN10-M05-0001 | PDIT | 2 | UNIT #11 LP BYPASS VALVE DOWNSTREAM DIFFERENTIAL PRESSURE | [26 empty] | SCT
48 |  |  |  |  | P&ID FOR BYPASS STEAM SYSTEM GROUP 10 (1 OF 2) | D00P-10MAN10-M05-0001 | PIT | 2 | UNIT #11 HRH BYPASS VALVE DOWNSTREAM PRESSURE B | [26 empty] | SCT
49 |  |  |  |  | P&ID FOR BYPASS STEAM SYSTEM GROUP 10 (1 OF 2) | D00P-10MAN10-M05-0001 | TIT | 2 | HRSG#11 HRH STEAM SYSTEM DISCHARGE TEMPERATURE TRANSMITTER B | [26 empty] | SCT |  |  |  | 판정축 ③ · 귀속 HRSG#11 HRH STEAM SYSTEM→(다분기)
50 |  |  |  |  | P&ID FOR BYPASS STEAM SYSTEM GROUP 10 (1 OF 2) | D00P-10MAN10-M05-0001 | FIT | 2 | UNIT #11 HP BYPASS VALVE DOWNSTREAM FLOW | [26 empty] | SCT
51 |  |  |  |  | P&ID FOR BYPASS STEAM SYSTEM GROUP 10 (1 OF 2) | D00P-10MAN10-M05-0001 | FIT | 2 | UNIT #11 BYPASS STEAM FRDМ CEP FLOW A | [26 empty] | SCT
52 |  |  |  |  | P&ID FOR BYPASS STEAM SYSTEM GROUP 10 (1 OF 2) | D00P-10MAN10-M05-0001 | PIT | 2 | UNIT #11 HP BYPASS VALVE DOWNSTREAM PRESSURE A | [26 empty] | SCT
53 |  |  |  |  | P&ID FOR BYPASS STEAM SYSTEM GROUP 10 (1 OF 2) | D00P-10MAN10-M05-0001 | FE | 2 | UNIT #11 BYPASS STEAM FRDМ CEP SUCTION FLOW ELEMENT | [26 empty] | SCT
54 |  |  |  |  | P&ID FOR BYPASS STEAM SYSTEM GROUP 10 (1 OF 2) | D00P-10MAN10-M05-0001 | FIT | 2 | UNIT #11 BYPASS STEAM FRDМ CEP SUCTION FLOW B | [26 empty] | SCT
55 |  |  |  |  | P&ID FOR BYPASS STEAM SYSTEM GROUP 10 (1 OF 2) | D00P-10MAN10-M05-0001 | TIT | 2 | FROM HRH BYPASS VALVE TO CONDENSER TEMPERATURE TRANSMITTER B | [26 empty] | SCT |  |  |  | 판정축 ② · 귀속 HRH BYPASS VALVE→CONDENSER
56 |  |  |  |  | P&ID FOR BYPASS STEAM SYSTEM GROUP 10 (1 OF 2) | D00P-10MAN10-M05-0001 | TIT | 2 | HRSG#11 HP STEAM SYSTEM DISCHARGE TEMPERATURE TRANSMITTER B | [26 empty] | SCT |  |  |  | 판정축 ③ · 귀속 HRSG#11 HP STEAM SYSTEM→(다분기)
57 |  |  |  |  | P&ID FOR BYPASS STEAM SYSTEM GROUP 10 (1 OF 2) | D00P-10MAN10-M05-0001 | LS | 2 | UNIT #11 LP BYPASS VALVE LEVEL A | [26 empty] | SCT
58 |  |  |  |  | P&ID FOR BYPASS STEAM SYSTEM GROUP 10 (1 OF 2) | D00P-10MAN10-M05-0001 | TIT | 2 | HRSG#11 HP STEAM SYSTEM DISCHARGE TEMPERATURE TRANSMITTER A | [26 empty] | SCT |  |  |  | 판정축 ③ · 귀속 HRSG#11 HP STEAM SYSTEM→(다분기)
59 |  |  |  |  | P&ID FOR BYPASS STEAM SYSTEM GROUP 10 (1 OF 2) | D00P-10MAN10-M05-0001 | FE | 2 | UNIT #11 BYPASS STEAM FRDМ CEP FLOW ELEMENT | [26 empty] | SCT
60 |  |  |  |  | P&ID FOR BYPASS STEAM SYSTEM GROUP 10 (1 OF 2) | D00P-10MAN10-M05-0001 | FIT | 2 | UNIT #11 BYPASS STEAM FRDМ CEP SUCTION FLOW C | [26 empty] | SCT
61 |  |  |  |  | P&ID FOR BYPASS STEAM SYSTEM GROUP 10 (2 OF 2) | D00P-10MAN10-M05-0002 | PIT | 2 | UNIT #12 HP BYPASS VALVE DOWNSTREAM PRESSURE A | [26 empty] | SCT
62 |  |  |  |  | P&ID FOR BYPASS STEAM SYSTEM GROUP 10 (2 OF 2) | D00P-10MAN10-M05-0002 | PIT | 2 | UNIT #12 HP BYPASS VALVE DOWNSTREAM PRESSURE B | [26 empty] | SCT
63 |  |  |  |  | P&ID FOR BYPASS STEAM SYSTEM GROUP 10 (2 OF 2) | D00P-10MAN10-M05-0002 | PIT | 2 | UNIT #12 LP BYPASS VALVE DOWNSTREAM PRESSURE B | [26 empty] | SCT
64 |  |  |  |  | P&ID FOR BYPASS STEAM SYSTEM GROUP 10 (2 OF 2) | D00P-10MAN10-M05-0002 | TIT | 2 | FROM HRH BYPASS VALVE TO CONDENSER TEMPERATURE TRANSMITTER C | [26 empty] | SCT |  |  |  | 판정축 ② · 귀속 HRH BYPASS VALVE→CONDENSER
65 |  |  |  |  | P&ID FOR BYPASS STEAM SYSTEM GROUP 10 (2 OF 2) | D00P-10MAN10-M05-0002 | LS | 2 | UNIT #12 LP BYPASS VALVE LEVEL B | [26 empty] | SCT
66 |  |  |  |  | P&ID FOR BYPASS STEAM SYSTEM GROUP 10 (2 OF 2) | D00P-10MAN10-M05-0002 | FIT | 2 | UNIT #12 LP BYPASS VALVE DOWNSTREAM FLOW A | [26 empty] | SCT
67 |  |  |  |  | P&ID FOR BYPASS STEAM SYSTEM GROUP 10 (2 OF 2) | D00P-10MAN10-M05-0002 | TIT | 2 | FROM HP BYPASS VALVE TO HRSG#12 CRH STEAM SYSTEM TEMPERATURE TRANSMITTER A | [26 empty] | SCT |  |  |  | 판정축 ② · 귀속 HP BYPASS VALVE→HRSG#12 CRH STEAM SYSTEM
68 |  |  |  |  | P&ID FOR BYPASS STEAM SYSTEM GROUP 10 (2 OF 2) | D00P-10MAN10-M05-0002 | PIT | 2 | UNIT #12 LP BYPASS VALVE DOWNSTREAM PRESSURE A | [26 empty] | SCT
69 |  |  |  |  | P&ID FOR BYPASS STEAM SYSTEM GROUP 10 (2 OF 2) | D00P-10MAN10-M05-0002 | TIT | 2 | HRSG#12 HP STEAM SYSTEM DISCHARGE TEMPERATURE TRANSMITTER A | [26 empty] | SCT |  |  |  | 판정축 ③ · 귀속 HRSG#12 HP STEAM SYSTEM→(다분기)
70 |  |  |  |  | P&ID FOR BYPASS STEAM SYSTEM GROUP 10 (2 OF 2) | D00P-10MAN10-M05-0002 | PDIT | 2 | UNIT #12 HP BYPASS VALVE DOWNSTREAM DIFFERENTIAL PRESSURE | [26 empty] | SCT
71 |  |  |  |  | P&ID FOR BYPASS STEAM SYSTEM GROUP 10 (2 OF 2) | D00P-10MAN10-M05-0002 | FE | 2 | UNIT #12 HP BYPASS VALVE DOWNSTREAM FLOW ELEMENT | [26 empty] | SCT
72 |  |  |  |  | P&ID FOR BYPASS STEAM SYSTEM GROUP 10 (2 OF 2) | D00P-10MAN10-M05-0002 | FIT | 2 | UNIT #12 LP BYPASS VALVE DOWNSTREAM FLOW C | [26 empty] | SCT
73 |  |  |  |  | P&ID FOR BYPASS STEAM SYSTEM GROUP 10 (2 OF 2) | D00P-10MAN10-M05-0002 | TIT | 2 | HRSG#12 HRH STEAM SYSTEM DISCHARGE TEMPERATURE TRANSMITTER B | [26 empty] | SCT |  |  |  | 판정축 ③ · 귀속 HRSG#12 HRH STEAM SYSTEM→(다분기)
74 |  |  |  |  | P&ID FOR BYPASS STEAM SYSTEM GROUP 10 (2 OF 2) | D00P-10MAN10-M05-0002 | LS | 2 | UNIT #12 LP BYPASS VALVE LEVEL A | [26 empty] | SCT
75 |  |  |  |  | P&ID FOR BYPASS STEAM SYSTEM GROUP 10 (2 OF 2) | D00P-10MAN10-M05-0002 | TIT | 2 | FROM HP BYPASS VALVE TO HRSG#12 CRH STEAM SYSTEM TEMPERATURE TRANSMITTER C | [26 empty] | SCT |  |  |  | 판정축 ② · 귀속 HP BYPASS VALVE→HRSG#12 CRH STEAM SYSTEM
76 |  |  |  |  | P&ID FOR BYPASS STEAM SYSTEM GROUP 10 (2 OF 2) | D00P-10MAN10-M05-0002 | PDIT | 2 | UNIT #12 HRH BYPASS VALVE DOWNSTREAM DIFFERENTIAL PRESSURE | [26 empty] | SCT
77 |  |  |  |  | P&ID FOR BYPASS STEAM SYSTEM GROUP 10 (2 OF 2) | D00P-10MAN10-M05-0002 | TIT | 2 | FROM HRH BYPASS VALVE TO CONDENSER TEMPERATURE TRANSMITTER A | [26 empty] | SCT |  |  |  | 판정축 ② · 귀속 HRH BYPASS VALVE→CONDENSER
78 |  |  |  |  | P&ID FOR BYPASS STEAM SYSTEM GROUP 10 (2 OF 2) | D00P-10MAN10-M05-0002 | TIT | 2 | HRSG#12 HP STEAM SYSTEM DISCHARGE TEMPERATURE TRANSMITTER B | [26 empty] | SCT |  |  |  | 판정축 ③ · 귀속 HRSG#12 HP STEAM SYSTEM→(다분기)
79 |  |  |  |  | P&ID FOR BYPASS STEAM SYSTEM GROUP 10 (2 OF 2) | D00P-10MAN10-M05-0002 | PDIT | 2 | UNIT #12 LP BYPASS VALVE DOWNSTREAM DIFFERENTIAL PRESSURE | [26 empty] | SCT
80 |  |  |  |  | P&ID FOR BYPASS STEAM SYSTEM GROUP 10 (2 OF 2) | D00P-10MAN10-M05-0002 | TIT | 2 | FROM LP BYPASS VALVE TO CONDENSER TEMPERATURE TRANSMITTER B | [26 empty] | SCT |  |  |  | 판정축 ② · 귀속 LP BYPASS VALVE→CONDENSER
81 |  |  |  |  | P&ID FOR BYPASS STEAM SYSTEM GROUP 10 (2 OF 2) | D00P-10MAN10-M05-0002 | FE | 2 | UNIT #12 LP BYPASS VALVE DOWNSTREAM FLOW ELEMENT B | [26 empty] | SCT
82 |  |  |  |  | P&ID FOR BYPASS STEAM SYSTEM GROUP 10 (2 OF 2) | D00P-10MAN10-M05-0002 | FE | 2 | UNIT #12 LP BYPASS VALVE DOWNSTREAM FLOW ELEMENT A | [26 empty] | SCT
83 |  |  |  |  | P&ID FOR BYPASS STEAM SYSTEM GROUP 10 (2 OF 2) | D00P-10MAN10-M05-0002 | TIT | 2 | FROM LP BYPASS VALVE TO CONDENSER TEMPERATURE TRANSMITTER A | [26 empty] | SCT |  |  |  | 판정축 ② · 귀속 LP BYPASS VALVE→CONDENSER
84 |  |  |  |  | P&ID FOR BYPASS STEAM SYSTEM GROUP 10 (2 OF 2) | D00P-10MAN10-M05-0002 | PIT | 2 | UNIT #12 HRH BYPASS VALVE DOWNSTREAM PRESSURE A | [26 empty] | SCT
85 |  |  |  |  | P&ID FOR BYPASS STEAM SYSTEM GROUP 10 (2 OF 2) | D00P-10MAN10-M05-0002 | PIT | 2 | UNIT #12 HRH BYPASS VALVE DOWNSTREAM PRESSURE B | [26 empty] | SCT
86 |  |  |  |  | P&ID FOR BYPASS STEAM SYSTEM GROUP 10 (2 OF 2) | D00P-10MAN10-M05-0002 | TIT | 2 | FROM HRH BYPASS VALVE TO CONDENSER TEMPERATURE TRANSMITTER B | [26 empty] | SCT |  |  |  | 판정축 ② · 귀속 HRH BYPASS VALVE→CONDENSER
87 |  |  |  |  | P&ID FOR BYPASS STEAM SYSTEM GROUP 10 (2 OF 2) | D00P-10MAN10-M05-0002 | TIT | 2 | HRSG#12 HRH STEAM SYSTEM DISCHARGE TEMPERATURE TRANSMITTER A | [26 empty] | SCT |  |  |  | 판정축 ③ · 귀속 HRSG#12 HRH STEAM SYSTEM→(다분기)
88 |  |  |  |  | P&ID FOR BYPASS STEAM SYSTEM GROUP 10 (2 OF 2) | D00P-10MAN10-M05-0002 | TIT | 2 | FROM LP BYPASS VALVE TO CONDENSER TEMPERATURE TRANSMITTER C | [26 empty] | SCT |  |  |  | 판정축 ② · 귀속 LP BYPASS VALVE→CONDENSER
89 |  |  |  |  | P&ID FOR BYPASS STEAM SYSTEM GROUP 10 (2 OF 2) | D00P-10MAN10-M05-0002 | FIT | 2 | UNIT #12 HP BYPASS VALVE DOWNSTREAM FLOW | [26 empty] | SCT
90 |  |  |  |  | P&ID FOR BYPASS STEAM SYSTEM GROUP 10 (2 OF 2) | D00P-10MAN10-M05-0002 | TIT | 2 | FROM HP BYPASS VALVE TO HRSG#12 CRH STEAM SYSTEM TEMPERATURE TRANSMITTER B | [26 empty] | SCT |  |  |  | 판정축 ② · 귀속 HP BYPASS VALVE→HRSG#12 CRH STEAM SYSTEM
91 |  |  |  |  | P&ID FOR BYPASS STEAM SYSTEM GROUP 10 (2 OF 2) | D00P-10MAN10-M05-0002 | FIT | 2 | UNIT #12 LP BYPASS VALVE DOWNSTREAM FLOW D | [26 empty] | SCT
92 |  |  |  |  | P&ID FOR BYPASS STEAM SYSTEM GROUP 10 (2 OF 2) | D00P-10MAN10-M05-0002 | FIT | 2 | UNIT #12 LP BYPASS VALVE DOWNSTREAM FLOW B | [26 empty] | SCT
93 |  |  |  |  | P&ID FOR CHEMICAL WASTE WATER TRANSFER SYSTEM | D00P-00GMA10-M05-0001 | LS | 1 | AREA CHEMICAL SUMP PUMP #11 GT LEVEL HIGH HIGH | [26 empty] | SCT |  |  |  | 맞닿은 신호 버블 3개 = 물리 기기 1개 (LSHH / LSH / LSL)
94 |  |  |  |  | P&ID FOR CHEMICAL WASTE WATER TRANSFER SYSTEM | D00P-00GMA10-M05-0001 | LS | 1 | AREA CHEMICAL SUMP PUMP #11 LEVEL HIGH HIGH B | [26 empty] | SCT |  |  |  | 맞닿은 신호 버블 3개 = 물리 기기 1개 (LSHH / LSH / LSL)
95 |  |  |  |  | P&ID FOR CHEMICAL WASTE WATER TRANSFER SYSTEM | D00P-00GMA10-M05-0001 | LS | 1 | AREA CHEMICAL SUMP PUMP #11 LEVEL HIGH HIGH A | [26 empty] | SCT |  |  |  | 맞닿은 신호 버블 3개 = 물리 기기 1개 (LSHH / LSH / LSL)
96 |  |  |  |  | P&ID FOR CHEMICAL WASTE WATER TRANSFER SYSTEM | D00P-00GMA10-M05-0001 | LS | 1 | AREA CHEMICAL SUMP PUMP A LEVEL HIGH HIGH | [26 empty] | SCT |  |  |  | 맞닿은 신호 버블 3개 = 물리 기기 1개 (LSHH / LSH / LSL)
97 |  |  |  |  | P&ID FOR CHEMICAL WASTE WATER TRANSFER SYSTEM | D00P-00GMA10-M05-0001 | LS | 1 | AREA CHEMICAL SUMP PUMP #12 HRSG LEVEL HIGH HIGH A | [26 empty] | SCT |  |  |  | 맞닿은 신호 버블 3개 = 물리 기기 1개 (LSHH / LSH / LSL)
98 |  |  |  |  | P&ID FOR CHEMICAL WASTE WATER TRANSFER SYSTEM | D00P-00GMA10-M05-0001 | LS | 1 | AREA CHEMICAL SUMP PUMP LEVEL SWITCH | [26 empty] | SCT |  |  |  | 맞닿은 신호 버블 3개 = 물리 기기 1개 (LSHH / LSH / LSL) · 판정축 ① · 귀속 AREA CHEMICAL SUMP PUMP
99 |  |  |  |  | P&ID FOR CHEMICAL WASTE WATER TRANSFER SYSTEM | D00P-00GMA10-M05-0001 | LS | 1 | AREA CHEMICAL SUMP PUMP #12 GT LEVEL HIGH HIGH | [26 empty] | SCT |  |  |  | 맞닿은 신호 버블 3개 = 물리 기기 1개 (LSHH / LSH / LSL)
100 |  |  |  |  | P&ID FOR CHEMICAL WASTE WATER TRANSFER SYSTEM | D00P-00GMA10-M05-0001 | LS | 1 | CHEMICAL WASTE WATER TRANSFER AREA CEP B LEVEL HIGH HIGH | [26 empty] | SCT |  |  |  | 맞닿은 신호 버블 3개 = 물리 기기 1개 (LSHH / LSH / LSL)
101 |  |  |  |  | P&ID FOR CHEMICAL WASTE WATER TRANSFER SYSTEM | D00P-00GMA10-M05-0001 | LS | 1 | AREA CHEMICAL SUMP PUMP #12 HRSG LEVEL HIGH HIGH B | [26 empty] | SCT |  |  |  | 맞닿은 신호 버블 3개 = 물리 기기 1개 (LSHH / LSH / LSL)
102 |  |  |  |  | P&ID FOR CHEMICAL WASTE WATER TRANSFER SYSTEM | D00P-00GMA10-M05-0001 | LS | 1 | AREA CHEMICAL SUMP PUMP #12 GT LEVEL SWITCH | [26 empty] | SCT |  |  |  | 맞닿은 신호 버블 3개 = 물리 기기 1개 (LSHH / LSH / LSL) · 판정축 ① · 귀속 AREA CHEMICAL SUMP PUMP #12 GT
103 |  |  |  |  | P&ID FOR CIRCULATING WATER SYSTEM FOR GROUP 10 | D00P-10PAC10-M05-0001 | LIT | 2 | [27 empty] | VENDOR(CONDENSER SUPPLIER) |  |  |  | 타사 공급 — Description 생략
104 |  |  |  |  | P&ID FOR CIRCULATING WATER SYSTEM FOR GROUP 10 | D00P-10PAC10-M05-0001 | PIT | 2 | UNIT #10 CIRCULATING WATER INLET WATERBOX 1 PRESSURE B | [26 empty] | SCT
105 |  |  |  |  | P&ID FOR CIRCULATING WATER SYSTEM FOR GROUP 10 | D00P-10PAC10-M05-0001 | LIT | 2 | [27 empty] | VENDOR(CONDENSER SUPPLIER) |  |  |  | 타사 공급 — Description 생략
106 |  |  |  |  | P&ID FOR CIRCULATING WATER SYSTEM FOR GROUP 10 | D00P-10PAC10-M05-0001 | PIT | 2 | UNIT #10 CIRCULATING WATER INLET WATERBOX 1 PRESSURE A | [26 empty] | SCT
107 |  |  |  |  | P&ID FOR CIRCULATING WATER SYSTEM FOR GROUP 10 | D00P-10PAC10-M05-0001 | PIT | 2 | OUTLET WATERBOX 3 PRESSURE TRANSMITTER | [26 empty] | SCT |  |  |  | 판정축 ① · 귀속 OUTLET WATERBOX 3
108 |  |  |  |  | P&ID FOR CIRCULATING WATER SYSTEM FOR GROUP 10 | D00P-10PAC10-M05-0001 | TIT | 2 | BALL STRAINER WITH PDIT TEMPERATURE TRANSMITTER D | [26 empty] | SCT |  |  |  | 판정축 ① · 귀속 BALL STRAINER WITH PDIT
109 |  |  |  |  | P&ID FOR CIRCULATING WATER SYSTEM FOR GROUP 10 | D00P-10PAC10-M05-0001 | PIT | 2 | UNIT #10 CIRCULATING WATER BALL STRAINER WITH PDIT A PRESSURE B | [26 empty] | SCT
110 |  |  |  |  | P&ID FOR CIRCULATING WATER SYSTEM FOR GROUP 10 | D00P-10PAC10-M05-0001 | PIT | 2 | UNIT #10 CIRCULATING WATER INLET WATERBOX 2 PRESSURE | [26 empty] | SCT
111 |  |  |  |  | P&ID FOR CIRCULATING WATER SYSTEM FOR GROUP 10 | D00P-10PAC10-M05-0001 | TIT | 2 | INLET WATERBOX 4 TEMPERATURE TRANSMITTER | [26 empty] | SCT |  |  |  | 판정축 ① · 귀속 INLET WATERBOX 4
112 |  |  |  |  | P&ID FOR CIRCULATING WATER SYSTEM FOR GROUP 10 | D00P-10PAC10-M05-0001 | PIT | 2 | OUTLET WATERBOX 4 PRESSURE TRANSMITTER | [26 empty] | SCT |  |  |  | 판정축 ① · 귀속 OUTLET WATERBOX 4
113 |  |  |  |  | P&ID FOR CIRCULATING WATER SYSTEM FOR GROUP 10 | D00P-10PAC10-M05-0001 | TIT | 2 | INLET WATERBOX 3 TEMPERATURE TRANSMITTER | [26 empty] | SCT |  |  |  | 판정축 ① · 귀속 INLET WATERBOX 3
114 |  |  |  |  | P&ID FOR CIRCULATING WATER SYSTEM FOR GROUP 10 | D00P-10PAC10-M05-0001 | TIT | 2 | INLET WATERBOX 2 TEMPERATURE TRANSMITTER | [26 empty] | SCT |  |  |  | 판정축 ① · 귀속 INLET WATERBOX 2
115 |  |  |  |  | P&ID FOR CIRCULATING WATER SYSTEM FOR GROUP 10 | D00P-10PAC10-M05-0001 | LIT | 2 | [27 empty] | VENDOR(CONDENSER SUPPLIER) |  |  |  | 타사 공급 — Description 생략
116 |  |  |  |  | P&ID FOR CIRCULATING WATER SYSTEM FOR GROUP 10 | D00P-10PAC10-M05-0001 | PIT | 2 | BALL STRAINER WITH PDIT PRESSURE TRANSMITTER | [26 empty] | SCT |  |  |  | 판정축 ① · 귀속 BALL STRAINER WITH PDIT
117 |  |  |  |  | P&ID FOR CIRCULATING WATER SYSTEM FOR GROUP 10 | D00P-10PAC10-M05-0001 | LIT | 2 | [27 empty] | VENDOR(CONDENSER SUPPLIER) |  |  |  | 타사 공급 — Description 생략
118 |  |  |  |  | P&ID FOR CIRCULATING WATER SYSTEM FOR GROUP 10 | D00P-10PAC10-M05-0001 | TIT | 2 | BALL STRAINER WITH PDIT TEMPERATURE TRANSMITTER C | [26 empty] | SCT |  |  |  | 판정축 ① · 귀속 BALL STRAINER WITH PDIT
119 |  |  |  |  | P&ID FOR CIRCULATING WATER SYSTEM FOR GROUP 10 | D00P-10PAC10-M05-0001 | LIT | 2 | [27 empty] | VENDOR(CONDENSER SUPPLIER) |  |  |  | 타사 공급 — Description 생략
120 |  |  |  |  | P&ID FOR CIRCULATING WATER SYSTEM FOR GROUP 10 | D00P-10PAC10-M05-0001 | TIT | 2 | BALL STRAINER WITH PDIT TEMPERATURE TRANSMITTER A | [26 empty] | SCT |  |  |  | 판정축 ① · 귀속 BALL STRAINER WITH PDIT
121 |  |  |  |  | P&ID FOR CIRCULATING WATER SYSTEM FOR GROUP 10 | D00P-10PAC10-M05-0001 | TIT | 2 | INLET WATERBOX 1 TEMPERATURE TRANSMITTER | [26 empty] | SCT |  |  |  | 판정축 ① · 귀속 INLET WATERBOX 1
122 |  |  |  |  | P&ID FOR CIRCULATING WATER SYSTEM FOR GROUP 10 | D00P-10PAC10-M05-0001 | TIT | 2 | BALL STRAINER WITH PDIT TEMPERATURE TRANSMITTER B | [26 empty] | SCT |  |  |  | 판정축 ① · 귀속 BALL STRAINER WITH PDIT
123 |  |  |  |  | P&ID FOR CIRCULATING WATER SYSTEM FOR GROUP 10 | D00P-10PAC10-M05-0001 | LIT | 2 | [27 empty] | VENDOR(CONDENSER SUPPLIER) |  |  |  | 타사 공급 — Description 생략
124 |  |  |  |  | P&ID FOR CIRCULATING WATER SYSTEM FOR GROUP 10 | D00P-10PAC10-M05-0001 | LIT | 2 | [27 empty] | VENDOR(CONDENSER SUPPLIER) |  |  |  | 타사 공급 — Description 생략
125 |  |  |  |  | P&ID FOR CIRCULATING WATER SYSTEM FOR GROUP 10 | D00P-10PAC10-M05-0001 | LIT | 2 | [27 empty] | VENDOR(CONDENSER SUPPLIER) |  |  |  | 타사 공급 — Description 생략
126 |  |  |  |  | P&ID FOR CIRCULATING WATER SYSTEM FOR GROUP 10 | D00P-10PAC10-M05-0001 | PIT | 2 | UNIT #10 CIRCULATING WATER INLET WATERBOX 3 PRESSURE | [26 empty] | SCT
127 |  |  |  |  | P&ID FOR CLEAN DRAIN SYSTEM FOR GROUP 10 | D00P-10LCM10-M05-0001 | LIT | 2 | UNIT #10 CLEAN DRAIN TANK LEVEL A | [26 empty] | SCT
128 |  |  |  |  | P&ID FOR CLEAN DRAIN SYSTEM FOR GROUP 10 | D00P-10LCM10-M05-0001 | PDIT | 2 | UNIT #11 CLEAN DRAIN PUMP B SUCTION DIFFERENTIAL PRESSURE | [26 empty] | SCT |  |  |  | [DESCRIPTION] 중간 심볼(SUCTION STRAINER)이 도면에 낱말로 없음 — 직접 입력 → 미처리
129 |  |  |  |  | P&ID FOR CLEAN DRAIN SYSTEM FOR GROUP 10 | D00P-10LCM10-M05-0001 | PI | 2 | UNIT #10 GLAND SEAL HEADER DRAIN PRESSURE | [26 empty] | SCT
130 |  |  |  |  | P&ID FOR CLEAN DRAIN SYSTEM FOR GROUP 10 | D00P-10LCM10-M05-0001 | TIT | 2 | UNIT #10 CLEAN DRAIN TANK TEMPERATURE | [26 empty] | SCT
131 |  |  |  |  | P&ID FOR CLEAN DRAIN SYSTEM FOR GROUP 10 | D00P-10LCM10-M05-0001 | PI | 2 | UNIT #10 CLEAN DRAIN TANK PRESSURE | [26 empty] | SCT
132 |  |  |  |  | P&ID FOR CLEAN DRAIN SYSTEM FOR GROUP 10 | D00P-10LCM10-M05-0001 | PIT | 2 | UNIT #10 CLEAN DRAIN PUMP B DISCHARGE PRESSURE | [26 empty] | SCT
133 |  |  |  |  | P&ID FOR CLEAN DRAIN SYSTEM FOR GROUP 10 | D00P-10LCM10-M05-0001 | LIT | 2 | UNIT #10 CLEAN DRAIN TANK LEVEL B | [26 empty] | SCT
134 |  |  |  |  | P&ID FOR CLEAN DRAIN SYSTEM FOR GROUP 10 | D00P-10LCM10-M05-0001 | PDIT | 2 | UNIT #10 CLEAN DRAIN PUMP A SUCTION DIFFERENTIAL PRESSURE | [26 empty] | SCT |  |  |  | [DESCRIPTION] 중간 심볼(SUCTION STRAINER)이 도면에 낱말로 없음 — 직접 입력 → 미처리
135 |  |  |  |  | P&ID FOR CLEAN DRAIN SYSTEM FOR GROUP 10 | D00P-10LCM10-M05-0001 | PIT | 2 | UNIT #10 CLEAN DRAIN PUMP A DISCHARGE PRESSURE | [26 empty] | SCT
136 |  |  |  |  | P&ID FOR CLOSED COOLING WATER SYSTEM GROUP 10 (1 OF 7) | D00P-10PGB10-M05-0001 | LI | 2 | [27 empty] | VENDOR(PUMP SUPPLIER) |  |  |  | 타사 공급 — Description 생략
137 |  |  |  |  | P&ID FOR CLOSED COOLING WATER SYSTEM GROUP 10 (1 OF 7) | D00P-10PGB10-M05-0001 | PI | 2 | [27 empty] | VENDOR(PUMP SUPPLIER) |  |  |  | 타사 공급 — Description 생략
138 |  |  |  |  | P&ID FOR CLOSED COOLING WATER SYSTEM GROUP 10 (1 OF 7) | D00P-10PGB10-M05-0001 | PIT | 2 | UNIT #10 CCW HEAT EXCHANGER B INLET PRESSURE A | [26 empty] | SCT
139 |  |  |  |  | P&ID FOR CLOSED COOLING WATER SYSTEM GROUP 10 (1 OF 7) | D00P-10PGB10-M05-0001 | TIT | 2 | CCW HEAT EXCHANGER TEMPERATURE TRANSMITTER B | [26 empty] | SCT |  |  |  | 판정축 ① · 귀속 CCW HEAT EXCHANGER
140 |  |  |  |  | P&ID FOR CLOSED COOLING WATER SYSTEM GROUP 10 (1 OF 7) | D00P-10PGB10-M05-0001 | PDIT | 2 | UNIT #10 CCW HEAT EXCHANGER C OUTLET DIFFERENTIAL PRESSURE | [26 empty] | SCT
141 |  |  |  |  | P&ID FOR CLOSED COOLING WATER SYSTEM GROUP 10 (1 OF 7) | D00P-10PGB10-M05-0001 | TIT | 2 | CCW HEAT EXCHANGER TEMPERATURE TRANSMITTER C | [26 empty] | SCT |  |  |  | 판정축 ① · 귀속 CCW HEAT EXCHANGER
142 |  |  |  |  | P&ID FOR CLOSED COOLING WATER SYSTEM GROUP 10 (1 OF 7) | D00P-10PGB10-M05-0001 | PDIT | 2 | UNIT #10 CCW CLOSED COOLING WATER PUMP A SUCTION DIFFERENTIAL PRESSURE | [26 empty] | SCT |  |  |  | [DESCRIPTION] 중간 심볼(SUCTION STRAINER)이 도면에 낱말로 없음 — 직접 입력 → 미처리
143 |  |  |  |  | P&ID FOR CLOSED COOLING WATER SYSTEM GROUP 10 (1 OF 7) | D00P-10PGB10-M05-0001 | PIT | 2 | UNIT #10 CCW EXPANSION TANK PRESSURE | [26 empty] | SCT
144 |  |  |  |  | P&ID FOR CLOSED COOLING WATER SYSTEM GROUP 10 (1 OF 7) | D00P-10PGB10-M05-0001 | LIT | 2 | UNIT #10 CCW EXPANSION TANK LEVEL A | [26 empty] | SCT
145 |  |  |  |  | P&ID FOR CLOSED COOLING WATER SYSTEM GROUP 10 (1 OF 7) | D00P-10PGB10-M05-0001 | PDIT | 2 | CCW HEAT EXCHANGER DIFFERENTIAL PRESSURE TRANSMITTER A | [26 empty] | SCT |  |  |  | 판정축 ① · 귀속 CCW HEAT EXCHANGER
146 |  |  |  |  | P&ID FOR CLOSED COOLING WATER SYSTEM GROUP 10 (1 OF 7) | D00P-10PGB10-M05-0001 | PIT | 2 | CCW HEAT EXCHANGER PRESSURE TRANSMITTER | [26 empty] | SCT |  |  |  | 판정축 ① · 귀속 CCW HEAT EXCHANGER
147 |  |  |  |  | P&ID FOR CLOSED COOLING WATER SYSTEM GROUP 10 (1 OF 7) | D00P-10PGB10-M05-0001 | LIT | 2 | UNIT #10 CCW EXPANSION TANK LEVEL B | [26 empty] | SCT
148 |  |  |  |  | P&ID FOR CLOSED COOLING WATER SYSTEM GROUP 10 (1 OF 7) | D00P-10PGB10-M05-0001 | PIT | 2 | UNIT #10 CCW HEAT EXCHANGER C INLET PRESSURE B | [26 empty] | SCT
149 |  |  |  |  | P&ID FOR CLOSED COOLING WATER SYSTEM GROUP 10 (1 OF 7) | D00P-10PGB10-M05-0001 | TIT | 2 | UNIT #10 CCW HEAT EXCHANGER C TEMPERATURE C | [26 empty] | SCT
150 |  |  |  |  | P&ID FOR CLOSED COOLING WATER SYSTEM GROUP 10 (1 OF 7) | D00P-10PGB10-M05-0001 | PIT | 2 | UNIT #10 CCW CHEMICAL DOSING POT OUTLET PRESSURE B | [26 empty] | SCT
151 |  |  |  |  | P&ID FOR CLOSED COOLING WATER SYSTEM GROUP 10 (1 OF 7) | D00P-10PGB10-M05-0001 | TIT | 2 | CCW HEAT EXCHANGER TEMPERATURE TRANSMITTER D | [26 empty] | SCT |  |  |  | 판정축 ① · 귀속 CCW HEAT EXCHANGER
152 |  |  |  |  | P&ID FOR CLOSED COOLING WATER SYSTEM GROUP 10 (1 OF 7) | D00P-10PGB10-M05-0001 | PDIT | 2 | UNIT #10 CCW CLOSED COOLING WATER PUMP B SUCTION DIFFERENTIAL PRESSURE | [26 empty] | SCT |  |  |  | [DESCRIPTION] 중간 심볼(SUCTION STRAINER)이 도면에 낱말로 없음 — 직접 입력 → 미처리
153 |  |  |  |  | P&ID FOR CLOSED COOLING WATER SYSTEM GROUP 10 (1 OF 7) | D00P-10PGB10-M05-0001 | PI | 2 | [27 empty] | VENDOR(PUMP SUPPLIER) |  |  |  | 타사 공급 — Description 생략
154 |  |  |  |  | P&ID FOR CLOSED COOLING WATER SYSTEM GROUP 10 (1 OF 7) | D00P-10PGB10-M05-0001 | TIT | 2 | CCW HEAT EXCHANGER TEMPERATURE TRANSMITTER A | [26 empty] | SCT |  |  |  | 판정축 ① · 귀속 CCW HEAT EXCHANGER
155 |  |  |  |  | P&ID FOR CLOSED COOLING WATER SYSTEM GROUP 10 (1 OF 7) | D00P-10PGB10-M05-0001 | PI | 2 | [27 empty] | VENDOR(PUMP SUPPLIER) |  |  |  | 타사 공급 — Description 생략
156 |  |  |  |  | P&ID FOR CLOSED COOLING WATER SYSTEM GROUP 10 (1 OF 7) | D00P-10PGB10-M05-0001 | PI | 2 | [27 empty] | VENDOR(PUMP SUPPLIER) |  |  |  | 타사 공급 — Description 생략
157 |  |  |  |  | P&ID FOR CLOSED COOLING WATER SYSTEM GROUP 10 (1 OF 7) | D00P-10PGB10-M05-0001 | PIT | 2 | CLOSED COOLING WATER PUMP A PRESSURE TRANSMITTER | [26 empty] | SCT |  |  |  | 판정축 ① · 귀속 CLOSED COOLING WATER PUMP A
158 |  |  |  |  | P&ID FOR CLOSED COOLING WATER SYSTEM GROUP 10 (1 OF 7) | D00P-10PGB10-M05-0001 | PDIT | 2 | CCW HEAT EXCHANGER DIFFERENTIAL PRESSURE TRANSMITTER B | [26 empty] | SCT |  |  |  | 판정축 ① · 귀속 CCW HEAT EXCHANGER
159 |  |  |  |  | P&ID FOR CLOSED COOLING WATER SYSTEM GROUP 10 (2 OF 7) | D00P-10PGB10-M05-0002 | PI | 2 | UNIT #10 CCW WATER BOX VACUUM PUMP COOLER A PRESSURE D | [26 empty] | SCT |  |  |  | [DESCRIPTION] CCW SUPPLY/RETURN 을 도면 기하로 구분할 수 없음 — 직접 입력 → 미처리
160 |  |  |  |  | P&ID FOR CLOSED COOLING WATER SYSTEM GROUP 10 (2 OF 7) | D00P-10PGB10-M05-0002 | PI | 2 | UNIT #10 CCW WATER BOX VACUUM PUMP COOLER A PRESSURE B | [26 empty] | SCT |  |  |  | [DESCRIPTION] CCW SUPPLY/RETURN 을 도면 기하로 구분할 수 없음 — 직접 입력 → 미처리
161 |  |  |  |  | P&ID FOR CLOSED COOLING WATER SYSTEM GROUP 10 (2 OF 7) | D00P-10PGB10-M05-0002 | TI | 2 | UNIT #10 CCW CONDENSER VACUUM PUMP COOLER A RETURN TEMPERATURE B | [26 empty] | SCT
162 |  |  |  |  | P&ID FOR CLOSED COOLING WATER SYSTEM GROUP 10 (2 OF 7) | D00P-10PGB10-M05-0002 | PI | 2 | UNIT #10 CCW WATER BOX VACUUM PUMP COOLER A PRESSURE C | [26 empty] | SCT |  |  |  | [DESCRIPTION] CCW SUPPLY/RETURN 을 도면 기하로 구분할 수 없음 — 직접 입력 → 미처리
163 |  |  |  |  | P&ID FOR CLOSED COOLING WATER SYSTEM GROUP 10 (2 OF 7) | D00P-10PGB10-M05-0002 | TI | 2 | UNIT #10 CCW CONDENSER VACUUM PUMP COOLER A RETURN TEMPERATURE A | [26 empty] | SCT
164 |  |  |  |  | P&ID FOR CLOSED COOLING WATER SYSTEM GROUP 10 (2 OF 7) | D00P-10PGB10-M05-0002 | PI | 2 | UNIT #10 CCW CONDENSER VACUUM PUMP COOLER A PRESSURE B | [26 empty] | SCT |  |  |  | [DESCRIPTION] CCW SUPPLY/RETURN 을 도면 기하로 구분할 수 없음 — 직접 입력 → 미처리
165 |  |  |  |  | P&ID FOR CLOSED COOLING WATER SYSTEM GROUP 10 (2 OF 7) | D00P-10PGB10-M05-0002 | PI | 2 | UNIT #10 CCW CONDENSER VACUUM PUMP COOLER A PRESSURE C | [26 empty] | SCT |  |  |  | [DESCRIPTION] CCW SUPPLY/RETURN 을 도면 기하로 구분할 수 없음 — 직접 입력 → 미처리
166 |  |  |  |  | P&ID FOR CLOSED COOLING WATER SYSTEM GROUP 10 (2 OF 7) | D00P-10PGB10-M05-0002 | PI | 2 | UNIT #10 CCW CONDENSER VACUUM PUMP COOLER A PRESSURE A | [26 empty] | SCT |  |  |  | [DESCRIPTION] CCW SUPPLY/RETURN 을 도면 기하로 구분할 수 없음 — 직접 입력 → 미처리
167 |  |  |  |  | P&ID FOR CLOSED COOLING WATER SYSTEM GROUP 10 (2 OF 7) | D00P-10PGB10-M05-0002 | PI | 2 | UNIT #10 CCW WATER BOX VACUUM PUMP COOLER A PRESSURE A | [26 empty] | SCT |  |  |  | [DESCRIPTION] CCW SUPPLY/RETURN 을 도면 기하로 구분할 수 없음 — 직접 입력 → 미처리
168 |  |  |  |  | P&ID FOR CLOSED COOLING WATER SYSTEM GROUP 10 (2 OF 7) | D00P-10PGB10-M05-0002 | PI | 2 | UNIT #10 CCW CONDENSER VACUUM PUMP COOLER A PRESSURE D | [26 empty] | SCT |  |  |  | [DESCRIPTION] CCW SUPPLY/RETURN 을 도면 기하로 구분할 수 없음 — 직접 입력 → 미처리
169 |  |  |  |  | P&ID FOR CLOSED COOLING WATER SYSTEM GROUP 10 (2 OF 7) | D00P-10PGB10-M05-0002 | TI | 2 | UNIT #10 CCW WATER BOX VACUUM PUMP COOLER A RETURN TEMPERATURE A | [26 empty] | SCT
170 |  |  |  |  | P&ID FOR CLOSED COOLING WATER SYSTEM GROUP 10 (2 OF 7) | D00P-10PGB10-M05-0002 | TI | 2 | UNIT #10 CCW WATER BOX VACUUM PUMP COOLER A RETURN TEMPERATURE B | [26 empty] | SCT
171 |  |  |  |  | P&ID FOR CLOSED COOLING WATER SYSTEM GROUP 10 (3 OF 7) | D00P-10PGB10-M05-0003 | TI | 2 | UNIT #10 CCW ST STATOR WATER COOLER RETURN TEMPERATURE | [26 empty] | SCT
172 |  |  |  |  | P&ID FOR CLOSED COOLING WATER SYSTEM GROUP 10 (3 OF 7) | D00P-10PGB10-M05-0003 | PI | 2 | UNIT #10 CCW ST GENERATOR COOLER PRESSURE B | [26 empty] | SCT |  |  |  | [DESCRIPTION] CCW SUPPLY/RETURN 을 도면 기하로 구분할 수 없음 — 직접 입력 → 미처리
173 |  |  |  |  | P&ID FOR CLOSED COOLING WATER SYSTEM GROUP 10 (3 OF 7) | D00P-10PGB10-M05-0003 | TI | 2 | UNIT #10 CCW ST HYDRAULIC OIL COOLER B RETURN TEMPERATURE | [26 empty] | SCT
174 |  |  |  |  | P&ID FOR CLOSED COOLING WATER SYSTEM GROUP 10 (3 OF 7) | D00P-10PGB10-M05-0003 | PI | 2 | UNIT #10 CCW ST HYDRAULIC OIL COOLER A PRESSURE A | [26 empty] | SCT |  |  |  | [DESCRIPTION] CCW SUPPLY/RETURN 을 도면 기하로 구분할 수 없음 — 직접 입력 → 미처리
175 |  |  |  |  | P&ID FOR CLOSED COOLING WATER SYSTEM GROUP 10 (3 OF 7) | D00P-10PGB10-M05-0003 | PI | 2 | UNIT #10 CCW ST LUBE OIL COOLER PRESSURE F | [26 empty] | SCT |  |  |  | [DESCRIPTION] CCW SUPPLY/RETURN 을 도면 기하로 구분할 수 없음 — 직접 입력 → 미처리
176 |  |  |  |  | P&ID FOR CLOSED COOLING WATER SYSTEM GROUP 10 (3 OF 7) | D00P-10PGB10-M05-0003 | PI | 2 | UNIT #10 CCW ST HYDRAULIC OIL COOLER B PRESSURE | [26 empty] | SCT |  |  |  | [DESCRIPTION] CCW SUPPLY/RETURN 을 도면 기하로 구분할 수 없음 — 직접 입력 → 미처리
177 |  |  |  |  | P&ID FOR CLOSED COOLING WATER SYSTEM GROUP 10 (3 OF 7) | D00P-10PGB10-M05-0003 | TI | 2 | UNIT #10 CCW ST LUBE OIL COOLER RETURN TEMPERATURE | [26 empty] | SCT
178 |  |  |  |  | P&ID FOR CLOSED COOLING WATER SYSTEM GROUP 10 (3 OF 7) | D00P-10PGB10-M05-0003 | PI | 2 | #10 ST STATOR WATER COOLER PRESSURE GAUGE | [26 empty] | SCT |  |  |  | [DESCRIPTION] CCW SUPPLY/RETURN 을 도면 기하로 구분할 수 없음 — 직접 입력 → 미처리
179 |  |  |  |  | P&ID FOR CLOSED COOLING WATER SYSTEM GROUP 10 (3 OF 7) | D00P-10PGB10-M05-0003 | TI | 2 | UNIT #10 CCW ST HYDRAULIC OIL COOLER A RETURN TEMPERATURE B | [26 empty] | SCT
180 |  |  |  |  | P&ID FOR CLOSED COOLING WATER SYSTEM GROUP 10 (3 OF 7) | D00P-10PGB10-M05-0003 | PI | 2 | UNIT #10 CCW ST HYDRAULIC OIL COOLER A PRESSURE D | [26 empty] | SCT |  |  |  | [DESCRIPTION] CCW SUPPLY/RETURN 을 도면 기하로 구분할 수 없음 — 직접 입력 → 미처리
181 |  |  |  |  | P&ID FOR CLOSED COOLING WATER SYSTEM GROUP 10 (3 OF 7) | D00P-10PGB10-M05-0003 | PI | 2 | UNIT #10 CCW ST HYDRAULIC OIL COOLER A PRESSURE C | [26 empty] | SCT |  |  |  | [DESCRIPTION] CCW SUPPLY/RETURN 을 도면 기하로 구분할 수 없음 — 직접 입력 → 미처리
182 |  |  |  |  | P&ID FOR CLOSED COOLING WATER SYSTEM GROUP 10 (3 OF 7) | D00P-10PGB10-M05-0003 | PI | 2 | UNIT #10 CCW ST GENERATOR COOLER PRESSURE C | [26 empty] | SCT |  |  |  | [DESCRIPTION] CCW SUPPLY/RETURN 을 도면 기하로 구분할 수 없음 — 직접 입력 → 미처리
183 |  |  |  |  | P&ID FOR CLOSED COOLING WATER SYSTEM GROUP 10 (3 OF 7) | D00P-10PGB10-M05-0003 | TI | 2 | UNIT #10 CCW ST GENERATOR COOLER RETURN TEMPERATURE A | [26 empty] | SCT
184 |  |  |  |  | P&ID FOR CLOSED COOLING WATER SYSTEM GROUP 10 (3 OF 7) | D00P-10PGB10-M05-0003 | PI | 2 | UNIT #10 CCW ST STATOR WATER COOLER PRESSURE B | [26 empty] | SCT |  |  |  | [DESCRIPTION] CCW SUPPLY/RETURN 을 도면 기하로 구분할 수 없음 — 직접 입력 → 미처리
185 |  |  |  |  | P&ID FOR CLOSED COOLING WATER SYSTEM GROUP 10 (3 OF 7) | D00P-10PGB10-M05-0003 | TI | 2 | UNIT #10 CCW ST GENERATOR COOLER RETURN TEMPERATURE B | [26 empty] | SCT
186 |  |  |  |  | P&ID FOR CLOSED COOLING WATER SYSTEM GROUP 10 (3 OF 7) | D00P-10PGB10-M05-0003 | PI | 2 | UNIT #10 CCW ST LUBE OIL COOLER PRESSURE E | [26 empty] | SCT |  |  |  | [DESCRIPTION] CCW SUPPLY/RETURN 을 도면 기하로 구분할 수 없음 — 직접 입력 → 미처리
187 |  |  |  |  | P&ID FOR CLOSED COOLING WATER SYSTEM GROUP 10 (3 OF 7) | D00P-10PGB10-M05-0003 | PI | 2 | UNIT #10 CCW ST LUBE OIL COOLER PRESSURE D | [26 empty] | SCT |  |  |  | [DESCRIPTION] CCW SUPPLY/RETURN 을 도면 기하로 구분할 수 없음 — 직접 입력 → 미처리
188 |  |  |  |  | P&ID FOR CLOSED COOLING WATER SYSTEM GROUP 10 (3 OF 7) | D00P-10PGB10-M05-0003 | PI | 2 | UNIT #10 CCW ST GENERATOR COOLER PRESSURE D | [26 empty] | SCT |  |  |  | [DESCRIPTION] CCW SUPPLY/RETURN 을 도면 기하로 구분할 수 없음 — 직접 입력 → 미처리
189 |  |  |  |  | P&ID FOR CLOSED COOLING WATER SYSTEM GROUP 10 (3 OF 7) | D00P-10PGB10-M05-0003 | PI | 2 | UNIT #10 CCW ST LUBE OIL COOLER PRESSURE B | [26 empty] | SCT |  |  |  | [DESCRIPTION] CCW SUPPLY/RETURN 을 도면 기하로 구분할 수 없음 — 직접 입력 → 미처리
190 |  |  |  |  | P&ID FOR CLOSED COOLING WATER SYSTEM GROUP 10 (3 OF 7) | D00P-10PGB10-M05-0003 | PI | 2 | UNIT #10 CCW ST LUBE OIL COOLER PRESSURE A | [26 empty] | SCT |  |  |  | [DESCRIPTION] CCW SUPPLY/RETURN 을 도면 기하로 구분할 수 없음 — 직접 입력 → 미처리
191 |  |  |  |  | P&ID FOR CLOSED COOLING WATER SYSTEM GROUP 10 (3 OF 7) | D00P-10PGB10-M05-0003 | PI | 2 | UNIT #10 CCW ST HYDRAULIC OIL COOLER A PRESSURE B | [26 empty] | SCT |  |  |  | [DESCRIPTION] CCW SUPPLY/RETURN 을 도면 기하로 구분할 수 없음 — 직접 입력 → 미처리
192 |  |  |  |  | P&ID FOR CLOSED COOLING WATER SYSTEM GROUP 10 (3 OF 7) | D00P-10PGB10-M05-0003 | TI | 2 | UNIT #10 CCW ST HYDRAULIC OIL COOLER A RETURN TEMPERATURE C | [26 empty] | SCT
193 |  |  |  |  | P&ID FOR CLOSED COOLING WATER SYSTEM GROUP 10 (3 OF 7) | D00P-10PGB10-M05-0003 | TI | 2 | UNIT #10 CCW ST HYDRAULIC OIL COOLER A RETURN TEMPERATURE A | [26 empty] | SCT
194 |  |  |  |  | P&ID FOR CLOSED COOLING WATER SYSTEM GROUP 10 (3 OF 7) | D00P-10PGB10-M05-0003 | TI | 2 | UNIT #10 CCW ST GENERATOR COOLER RETURN TEMPERATURE C | [26 empty] | SCT
195 |  |  |  |  | P&ID FOR CLOSED COOLING WATER SYSTEM GROUP 10 (3 OF 7) | D00P-10PGB10-M05-0003 | PI | 2 | UNIT #10 CCW ST GENERATOR COOLER PRESSURE F | [26 empty] | SCT |  |  |  | [DESCRIPTION] CCW SUPPLY/RETURN 을 도면 기하로 구분할 수 없음 — 직접 입력 → 미처리
196 |  |  |  |  | P&ID FOR CLOSED COOLING WATER SYSTEM GROUP 10 (3 OF 7) | D00P-10PGB10-M05-0003 | PI | 2 | UNIT #10 CCW ST STATOR WATER COOLER PRESSURE A | [26 empty] | SCT |  |  |  | [DESCRIPTION] CCW SUPPLY/RETURN 을 도면 기하로 구분할 수 없음 — 직접 입력 → 미처리
197 |  |  |  |  | P&ID FOR CLOSED COOLING WATER SYSTEM GROUP 10 (3 OF 7) | D00P-10PGB10-M05-0003 | PI | 2 | UNIT #10 CCW ST GENERATOR COOLER PRESSURE E | [26 empty] | SCT |  |  |  | [DESCRIPTION] CCW SUPPLY/RETURN 을 도면 기하로 구분할 수 없음 — 직접 입력 → 미처리
198 |  |  |  |  | P&ID FOR CLOSED COOLING WATER SYSTEM GROUP 10 (3 OF 7) | D00P-10PGB10-M05-0003 | PI | 2 | UNIT #10 CCW ST LUBE OIL COOLER PRESSURE C | [26 empty] | SCT |  |  |  | [DESCRIPTION] CCW SUPPLY/RETURN 을 도면 기하로 구분할 수 없음 — 직접 입력 → 미처리
199 |  |  |  |  | P&ID FOR CLOSED COOLING WATER SYSTEM GROUP 10 (3 OF 7) | D00P-10PGB10-M05-0003 | PI | 2 | UNIT #10 CCW ST GENERATOR COOLER PRESSURE A | [26 empty] | SCT |  |  |  | [DESCRIPTION] CCW SUPPLY/RETURN 을 도면 기하로 구분할 수 없음 — 직접 입력 → 미처리
200 |  |  |  |  | P&ID FOR CLOSED COOLING WATER SYSTEM GROUP 10 (3 OF 7) | D00P-10PGB10-M05-0003 | TI | 2 | UNIT #10 CCW ST GENERATOR COOLER RETURN TEMPERATURE D | [26 empty] | SCT
201 |  |  |  |  | P&ID FOR CLOSED COOLING WATER SYSTEM GROUP 10 (4 OF 7) | D00P-10PGB10-M05-0004 | PI | 2 | UNIT #20 CCW #11 BFP A/B MOTOR COOLER SUPPLY PRESSURE A | [26 empty] | SCT |  |  |  | [SCOPE] 시트 승수의 예외 문구가 있음 — 어느 항목이 예외인지 판단 → 미처리 · [DESCRIPTION] CCW SUPPLY/RETURN 을 도면 기하로 구분할 수 없음 — 직접 입력 → 미처리
202 |  |  |  |  | P&ID FOR CLOSED COOLING WATER SYSTEM GROUP 10 (4 OF 7) | D00P-10PGB10-M05-0004 | TI | 2 | UNIT #11 CCW BFP A/B MOTOR COOLER RETURN TEMPERATURE A | [26 empty] | SCT |  |  |  | [SCOPE] 시트 승수의 예외 문구가 있음 — 어느 항목이 예외인지 판단 → 미처리
203 |  |  |  |  | P&ID FOR CLOSED COOLING WATER SYSTEM GROUP 10 (4 OF 7) | D00P-10PGB10-M05-0004 | PI | 2 | UNIT #11 CCW BFP A/B MOTOR COOLER SUPPLY PRESSURE C | [26 empty] | SCT |  |  |  | [SCOPE] 시트 승수의 예외 문구가 있음 — 어느 항목이 예외인지 판단 → 미처리 · [DESCRIPTION] CCW SUPPLY/RETURN 을 도면 기하로 구분할 수 없음 — 직접 입력 → 미처리
204 |  |  |  |  | P&ID FOR CLOSED COOLING WATER SYSTEM GROUP 10 (4 OF 7) | D00P-10PGB10-M05-0004 | PI | 2 | UNIT #11 CCW BFP A/B MOTOR COOLER PRESSURE | [26 empty] | SCT |  |  |  | [SCOPE] 시트 승수의 예외 문구가 있음 — 어느 항목이 예외인지 판단 → 미처리 · [DESCRIPTION] CCW SUPPLY/RETURN 을 도면 기하로 구분할 수 없음 — 직접 입력 → 미처리
205 |  |  |  |  | P&ID FOR CLOSED COOLING WATER SYSTEM GROUP 10 (4 OF 7) | D00P-10PGB10-M05-0004 | TI | 2 | UNIT #11 CCW BFP A/B MOTOR COOLER RETURN TEMPERATURE B | [26 empty] | SCT |  |  |  | [SCOPE] 시트 승수의 예외 문구가 있음 — 어느 항목이 예외인지 판단 → 미처리
206 |  |  |  |  | P&ID FOR CLOSED COOLING WATER SYSTEM GROUP 10 (4 OF 7) | D00P-10PGB10-M05-0004 | PI | 2 | UNIT #11 CCW HRSG COOLER PRESSURE A | [26 empty] | SCT |  |  |  | [SCOPE] 시트 승수의 예외 문구가 있음 — 어느 항목이 예외인지 판단 → 미처리 · [DESCRIPTION] CCW SUPPLY/RETURN 을 도면 기하로 구분할 수 없음 — 직접 입력 → 미처리
207 |  |  |  |  | P&ID FOR CLOSED COOLING WATER SYSTEM GROUP 10 (4 OF 7) | D00P-10PGB10-M05-0004 | PI | 2 | UNIT #11 CCW BFP A/B COOLER RETURN PRESSURE | [26 empty] | SCT |  |  |  | [SCOPE] 시트 승수의 예외 문구가 있음 — 어느 항목이 예외인지 판단 → 미처리 · [DESCRIPTION] CCW SUPPLY/RETURN 을 도면 기하로 구분할 수 없음 — 직접 입력 → 미처리
208 |  |  |  |  | P&ID FOR CLOSED COOLING WATER SYSTEM GROUP 10 (4 OF 7) | D00P-10PGB10-M05-0004 | PI | 2 | UNIT #20 CCW #11 BFP A/B COOLER RETURN PRESSURE A | [26 empty] | SCT |  |  |  | [SCOPE] 시트 승수의 예외 문구가 있음 — 어느 항목이 예외인지 판단 → 미처리 · [DESCRIPTION] CCW SUPPLY/RETURN 을 도면 기하로 구분할 수 없음 — 직접 입력 → 미처리
209 |  |  |  |  | P&ID FOR CLOSED COOLING WATER SYSTEM GROUP 10 (4 OF 7) | D00P-10PGB10-M05-0004 | PI | 2 | UNIT #20 CCW AUXILIARY BOILER COOLER SUPPLY PRESSURE | [26 empty] | SCT |  |  |  | [SCOPE] 시트 승수의 예외 문구가 있음 — 어느 항목이 예외인지 판단 → 미처리 · [DESCRIPTION] CCW SUPPLY/RETURN 을 도면 기하로 구분할 수 없음 — 직접 입력 → 미처리
210 |  |  |  |  | P&ID FOR CLOSED COOLING WATER SYSTEM GROUP 10 (4 OF 7) | D00P-10PGB10-M05-0004 | PI | 2 | UNIT #20 CCW AUXILIARY BOILER COOLER RETURN PRESSURE | [26 empty] | SCT |  |  |  | [SCOPE] 시트 승수의 예외 문구가 있음 — 어느 항목이 예외인지 판단 → 미처리 · [DESCRIPTION] CCW SUPPLY/RETURN 을 도면 기하로 구분할 수 없음 — 직접 입력 → 미처리
211 |  |  |  |  | P&ID FOR CLOSED COOLING WATER SYSTEM GROUP 10 (4 OF 7) | D00P-10PGB10-M05-0004 | PI | 2 | UNIT #11 CCW HRSG COOLER PRESSURE B | [26 empty] | SCT |  |  |  | [SCOPE] 시트 승수의 예외 문구가 있음 — 어느 항목이 예외인지 판단 → 미처리 · [DESCRIPTION] CCW SUPPLY/RETURN 을 도면 기하로 구분할 수 없음 — 직접 입력 → 미처리
212 |  |  |  |  | P&ID FOR CLOSED COOLING WATER SYSTEM GROUP 10 (4 OF 7) | D00P-10PGB10-M05-0004 | PI | 2 | UNIT #11 CCW BFP A/B MOTOR COOLER RETURN PRESSURE | [26 empty] | SCT |  |  |  | [SCOPE] 시트 승수의 예외 문구가 있음 — 어느 항목이 예외인지 판단 → 미처리 · [DESCRIPTION] CCW SUPPLY/RETURN 을 도면 기하로 구분할 수 없음 — 직접 입력 → 미처리
213 |  |  |  |  | P&ID FOR CLOSED COOLING WATER SYSTEM GROUP 10 (4 OF 7) | D00P-10PGB10-M05-0004 | PI | 2 | UNIT #11 CCW HRSG COOLER PRESSURE C | [26 empty] | SCT |  |  |  | [SCOPE] 시트 승수의 예외 문구가 있음 — 어느 항목이 예외인지 판단 → 미처리 · [DESCRIPTION] CCW SUPPLY/RETURN 을 도면 기하로 구분할 수 없음 — 직접 입력 → 미처리
214 |  |  |  |  | P&ID FOR CLOSED COOLING WATER SYSTEM GROUP 10 (4 OF 7) | D00P-10PGB10-M05-0004 | PI | 2 | UNIT #20 CCW #11 BFP A/B COOLER SUPPLY PRESSURE | [26 empty] | SCT |  |  |  | [SCOPE] 시트 승수의 예외 문구가 있음 — 어느 항목이 예외인지 판단 → 미처리 · [DESCRIPTION] CCW SUPPLY/RETURN 을 도면 기하로 구분할 수 없음 — 직접 입력 → 미처리
215 |  |  |  |  | P&ID FOR CLOSED COOLING WATER SYSTEM GROUP 10 (4 OF 7) | D00P-10PGB10-M05-0004 | TI | 2 | UNIT #20 CCW AUXILIARY BOILER COOLER RETURN TEMPERATURE A | [26 empty] | SCT |  |  |  | [SCOPE] 시트 승수의 예외 문구가 있음 — 어느 항목이 예외인지 판단 → 미처리
216 |  |  |  |  | P&ID FOR CLOSED COOLING WATER SYSTEM GROUP 10 (4 OF 7) | D00P-10PGB10-M05-0004 | PI | 2 | UNIT #11 CCW BFP A/B MOTOR COOLER SUPPLY PRESSURE A | [26 empty] | SCT |  |  |  | [SCOPE] 시트 승수의 예외 문구가 있음 — 어느 항목이 예외인지 판단 → 미처리 · [DESCRIPTION] CCW SUPPLY/RETURN 을 도면 기하로 구분할 수 없음 — 직접 입력 → 미처리
217 |  |  |  |  | P&ID FOR CLOSED COOLING WATER SYSTEM GROUP 10 (4 OF 7) | D00P-10PGB10-M05-0004 | TI | 2 | UNIT #11 CCW HRSG COOLER RETURN TEMPERATURE A | [26 empty] | SCT |  |  |  | [SCOPE] 시트 승수의 예외 문구가 있음 — 어느 항목이 예외인지 판단 → 미처리
218 |  |  |  |  | P&ID FOR CLOSED COOLING WATER SYSTEM GROUP 10 (4 OF 7) | D00P-10PGB10-M05-0004 | PI | 2 | UNIT #11 CCW BFP A/B MOTOR COOLER SUPPLY PRESSURE B | [26 empty] | SCT |  |  |  | [SCOPE] 시트 승수의 예외 문구가 있음 — 어느 항목이 예외인지 판단 → 미처리 · [DESCRIPTION] CCW SUPPLY/RETURN 을 도면 기하로 구분할 수 없음 — 직접 입력 → 미처리
219 |  |  |  |  | P&ID FOR CLOSED COOLING WATER SYSTEM GROUP 10 (4 OF 7) | D00P-10PGB10-M05-0004 | PI | 2 | UNIT #20 CCW #11 BFP A/B COOLER RETURN PRESSURE B | [26 empty] | SCT |  |  |  | [SCOPE] 시트 승수의 예외 문구가 있음 — 어느 항목이 예외인지 판단 → 미처리 · [DESCRIPTION] CCW SUPPLY/RETURN 을 도면 기하로 구분할 수 없음 — 직접 입력 → 미처리
220 |  |  |  |  | P&ID FOR CLOSED COOLING WATER SYSTEM GROUP 10 (4 OF 7) | D00P-10PGB10-M05-0004 | PI | 2 | UNIT #20 CCW #11 BFP A/B MOTOR COOLER SUPPLY PRESSURE B | [26 empty] | SCT |  |  |  | [SCOPE] 시트 승수의 예외 문구가 있음 — 어느 항목이 예외인지 판단 → 미처리 · [DESCRIPTION] CCW SUPPLY/RETURN 을 도면 기하로 구분할 수 없음 — 직접 입력 → 미처리
221 |  |  |  |  | P&ID FOR CLOSED COOLING WATER SYSTEM GROUP 10 (4 OF 7) | D00P-10PGB10-M05-0004 | TI | 2 | UNIT #20 CCW #11 BFP A/B COOLER RETURN TEMPERATURE | [26 empty] | SCT |  |  |  | [SCOPE] 시트 승수의 예외 문구가 있음 — 어느 항목이 예외인지 판단 → 미처리
222 |  |  |  |  | P&ID FOR CLOSED COOLING WATER SYSTEM GROUP 10 (4 OF 7) | D00P-10PGB10-M05-0004 | TI | 2 | UNIT #11 CCW HRSG COOLER RETURN TEMPERATURE B | [26 empty] | SCT |  |  |  | [SCOPE] 시트 승수의 예외 문구가 있음 — 어느 항목이 예외인지 판단 → 미처리
223 |  |  |  |  | P&ID FOR CLOSED COOLING WATER SYSTEM GROUP 10 (4 OF 7) | D00P-10PGB10-M05-0004 | TI | 2 | UNIT #11 CCW BFP A/B COOLER RETURN TEMPERATURE | [26 empty] | SCT |  |  |  | [SCOPE] 시트 승수의 예외 문구가 있음 — 어느 항목이 예외인지 판단 → 미처리
224 |  |  |  |  | P&ID FOR CLOSED COOLING WATER SYSTEM GROUP 10 (4 OF 7) | D00P-10PGB10-M05-0004 | TI | 2 | UNIT #20 CCW AUXILIARY BOILER COOLER RETURN TEMPERATURE B | [26 empty] | SCT |  |  |  | [SCOPE] 시트 승수의 예외 문구가 있음 — 어느 항목이 예외인지 판단 → 미처리
225 |  |  |  |  | P&ID FOR CLOSED COOLING WATER SYSTEM GROUP 10 (5 OF 7) | D00P-10PGB10-M05-0005 | PI | 2 | UNIT #12 CCW BFP A/B COOLER PRESSURE B | [26 empty] | SCT |  |  |  | [DESCRIPTION] CCW SUPPLY/RETURN 을 도면 기하로 구분할 수 없음 — 직접 입력 → 미처리
226 |  |  |  |  | P&ID FOR CLOSED COOLING WATER SYSTEM GROUP 10 (5 OF 7) | D00P-10PGB10-M05-0005 | PI | 2 | UNIT #12 CCW HRSG COOLER PRESSURE E | [26 empty] | SCT |  |  |  | [DESCRIPTION] CCW SUPPLY/RETURN 을 도면 기하로 구분할 수 없음 — 직접 입력 → 미처리
227 |  |  |  |  | P&ID FOR CLOSED COOLING WATER SYSTEM GROUP 10 (5 OF 7) | D00P-10PGB10-M05-0005 | PI | 2 | UNIT #12 CCW HRSG COOLER PRESSURE D | [26 empty] | SCT |  |  |  | [DESCRIPTION] CCW SUPPLY/RETURN 을 도면 기하로 구분할 수 없음 — 직접 입력 → 미처리
228 |  |  |  |  | P&ID FOR CLOSED COOLING WATER SYSTEM GROUP 10 (5 OF 7) | D00P-10PGB10-M05-0005 | PI | 2 | UNIT #12 CCW BFP A/B COOLER PRESSURE A | [26 empty] | SCT |  |  |  | [DESCRIPTION] CCW SUPPLY/RETURN 을 도면 기하로 구분할 수 없음 — 직접 입력 → 미처리
229 |  |  |  |  | P&ID FOR CLOSED COOLING WATER SYSTEM GROUP 10 (5 OF 7) | D00P-10PGB10-M05-0005 | TI | 2 | UNIT #12 CCW BFP A/B COOLER RETURN TEMPERATURE A | [26 empty] | SCT
230 |  |  |  |  | P&ID FOR CLOSED COOLING WATER SYSTEM GROUP 10 (5 OF 7) | D00P-10PGB10-M05-0005 | PI | 2 | UNIT #12 CCW BFP A/B COOLER PRESSURE D | [26 empty] | SCT |  |  |  | [DESCRIPTION] CCW SUPPLY/RETURN 을 도면 기하로 구분할 수 없음 — 직접 입력 → 미처리
231 |  |  |  |  | P&ID FOR CLOSED COOLING WATER SYSTEM GROUP 10 (5 OF 7) | D00P-10PGB10-M05-0005 | PI | 2 | UNIT #12 CCW BFP A/B COOLER PRESSURE C | [26 empty] | SCT |  |  |  | [DESCRIPTION] CCW SUPPLY/RETURN 을 도면 기하로 구분할 수 없음 — 직접 입력 → 미처리
232 |  |  |  |  | P&ID FOR CLOSED COOLING WATER SYSTEM GROUP 10 (5 OF 7) | D00P-10PGB10-M05-0005 | PI | 2 | UNIT #12 CCW BFP MOTOR COOLER PRESSURE B | [26 empty] | SCT |  |  |  | [DESCRIPTION] CCW SUPPLY/RETURN 을 도면 기하로 구분할 수 없음 — 직접 입력 → 미처리
233 |  |  |  |  | P&ID FOR CLOSED COOLING WATER SYSTEM GROUP 10 (5 OF 7) | D00P-10PGB10-M05-0005 | PI | 2 | UNIT #12 CCW BFP MOTOR COOLER PRESSURE C | [26 empty] | SCT |  |  |  | [DESCRIPTION] CCW SUPPLY/RETURN 을 도면 기하로 구분할 수 없음 — 직접 입력 → 미처리
234 |  |  |  |  | P&ID FOR CLOSED COOLING WATER SYSTEM GROUP 10 (5 OF 7) | D00P-10PGB10-M05-0005 | TI | 2 | UNIT #12 CCW BFP A/B COOLER RETURN TEMPERATURE B | [26 empty] | SCT
235 |  |  |  |  | P&ID FOR CLOSED COOLING WATER SYSTEM GROUP 10 (5 OF 7) | D00P-10PGB10-M05-0005 | TI | 2 | UNIT #12 CCW BFP MOTOR COOLER RETURN TEMPERATURE B | [26 empty] | SCT
236 |  |  |  |  | P&ID FOR CLOSED COOLING WATER SYSTEM GROUP 10 (5 OF 7) | D00P-10PGB10-M05-0005 | PI | 2 | UNIT #12 CCW BFP MOTOR COOLER PRESSURE D | [26 empty] | SCT |  |  |  | [DESCRIPTION] CCW SUPPLY/RETURN 을 도면 기하로 구분할 수 없음 — 직접 입력 → 미처리
237 |  |  |  |  | P&ID FOR CLOSED COOLING WATER SYSTEM GROUP 10 (5 OF 7) | D00P-10PGB10-M05-0005 | PI | 2 | UNIT #12 CCW HRSG COOLER PRESSURE F | [26 empty] | SCT |  |  |  | [DESCRIPTION] CCW SUPPLY/RETURN 을 도면 기하로 구분할 수 없음 — 직접 입력 → 미처리
238 |  |  |  |  | P&ID FOR CLOSED COOLING WATER SYSTEM GROUP 10 (5 OF 7) | D00P-10PGB10-M05-0005 | PI | 2 | UNIT #12 CCW HRSG COOLER PRESSURE C | [26 empty] | SCT |  |  |  | [DESCRIPTION] CCW SUPPLY/RETURN 을 도면 기하로 구분할 수 없음 — 직접 입력 → 미처리
239 |  |  |  |  | P&ID FOR CLOSED COOLING WATER SYSTEM GROUP 10 (5 OF 7) | D00P-10PGB10-M05-0005 | PI | 2 | UNIT #12 CCW HRSG COOLER PRESSURE A | [26 empty] | SCT |  |  |  | [DESCRIPTION] CCW SUPPLY/RETURN 을 도면 기하로 구분할 수 없음 — 직접 입력 → 미처리
240 |  |  |  |  | P&ID FOR CLOSED COOLING WATER SYSTEM GROUP 10 (5 OF 7) | D00P-10PGB10-M05-0005 | TI | 2 | UNIT #12 CCW BFP A/B COOLER RETURN TEMPERATURE C | [26 empty] | SCT
241 |  |  |  |  | P&ID FOR CLOSED COOLING WATER SYSTEM GROUP 10 (5 OF 7) | D00P-10PGB10-M05-0005 | TI | 2 | UNIT #12 CCW HRSG COOLER RETURN TEMPERATURE B | [26 empty] | SCT
242 |  |  |  |  | P&ID FOR CLOSED COOLING WATER SYSTEM GROUP 10 (5 OF 7) | D00P-10PGB10-M05-0005 | TI | 2 | UNIT #12 CCW BFP MOTOR COOLER RETURN TEMPERATURE A | [26 empty] | SCT
243 |  |  |  |  | P&ID FOR CLOSED COOLING WATER SYSTEM GROUP 10 (5 OF 7) | D00P-10PGB10-M05-0005 | PI | 2 | UNIT #12 CCW HRSG COOLER PRESSURE B | [26 empty] | SCT |  |  |  | [DESCRIPTION] CCW SUPPLY/RETURN 을 도면 기하로 구분할 수 없음 — 직접 입력 → 미처리
244 |  |  |  |  | P&ID FOR CLOSED COOLING WATER SYSTEM GROUP 10 (5 OF 7) | D00P-10PGB10-M05-0005 | PI | 2 | UNIT #12 CCW BFP MOTOR COOLER PRESSURE A | [26 empty] | SCT |  |  |  | [DESCRIPTION] CCW SUPPLY/RETURN 을 도면 기하로 구분할 수 없음 — 직접 입력 → 미처리
245 |  |  |  |  | P&ID FOR CLOSED COOLING WATER SYSTEM GROUP 10 (5 OF 7) | D00P-10PGB10-M05-0005 | TI | 2 | UNIT #12 CCW HRSG COOLER RETURN TEMPERATURE A | [26 empty] | SCT
246 |  |  |  |  | P&ID FOR CLOSED COOLING WATER SYSTEM GROUP 10 (6 OF 7) | D00P-10PGB10-M05-0006 | PI | 2 | UNIT #11 CCW GT HP PURGE AIR COMPRESSOR COOLER PRESSURE B | [26 empty] | SCT |  |  |  | [DESCRIPTION] CCW SUPPLY/RETURN 을 도면 기하로 구분할 수 없음 — 직접 입력 → 미처리
247 |  |  |  |  | P&ID FOR CLOSED COOLING WATER SYSTEM GROUP 10 (6 OF 7) | D00P-10PGB10-M05-0006 | PI | 2 | UNIT #11 CCW GT GENERATOR HYDROGEN GAS COOLER PRESSURE C | [26 empty] | SCT |  |  |  | [DESCRIPTION] CCW SUPPLY/RETURN 을 도면 기하로 구분할 수 없음 — 직접 입력 → 미처리
248 |  |  |  |  | P&ID FOR CLOSED COOLING WATER SYSTEM GROUP 10 (6 OF 7) | D00P-10PGB10-M05-0006 | TI | 2 | UNIT #11 CCW GT 2C COOLER RETURN TEMPERATURE B | [26 empty] | SCT
249 |  |  |  |  | P&ID FOR CLOSED COOLING WATER SYSTEM GROUP 10 (6 OF 7) | D00P-10PGB10-M05-0006 | PI | 2 | UNIT #11 CCW GT CONTROL OIL COOLER PRESSURE B | [26 empty] | SCT |  |  |  | [DESCRIPTION] CCW SUPPLY/RETURN 을 도면 기하로 구분할 수 없음 — 직접 입력 → 미처리
250 |  |  |  |  | P&ID FOR CLOSED COOLING WATER SYSTEM GROUP 10 (6 OF 7) | D00P-10PGB10-M05-0006 | TI | 2 | UNIT #11 CCW GT GENERATOR HYDROGEN GAS COOLER RETURN TEMPERATURE B | [26 empty] | SCT
251 |  |  |  |  | P&ID FOR CLOSED COOLING WATER SYSTEM GROUP 10 (6 OF 7) | D00P-10PGB10-M05-0006 | PI | 2 | UNIT #11 CCW GT 2C COOLER PRESSURE A | [26 empty] | SCT |  |  |  | [DESCRIPTION] CCW SUPPLY/RETURN 을 도면 기하로 구분할 수 없음 — 직접 입력 → 미처리
252 |  |  |  |  | P&ID FOR CLOSED COOLING WATER SYSTEM GROUP 10 (6 OF 7) | D00P-10PGB10-M05-0006 | TI | 2 | UNIT #11 CCW GT CONTROL OIL COOLER RETURN TEMPERATURE C | [26 empty] | SCT
253 |  |  |  |  | P&ID FOR CLOSED COOLING WATER SYSTEM GROUP 10 (6 OF 7) | D00P-10PGB10-M05-0006 | PI | 2 | UNIT #11 CCW GT FUEL OIL PURGE AIR COOLER PRESSURE A | [26 empty] | SCT |  |  |  | [DESCRIPTION] CCW SUPPLY/RETURN 을 도면 기하로 구분할 수 없음 — 직접 입력 → 미처리
254 |  |  |  |  | P&ID FOR CLOSED COOLING WATER SYSTEM GROUP 10 (6 OF 7) | D00P-10PGB10-M05-0006 | PI | 2 | UNIT #11 CCW GT FUEL OIL PURGE AIR COOLER PRESSURE B | [26 empty] | SCT |  |  |  | [DESCRIPTION] CCW SUPPLY/RETURN 을 도면 기하로 구분할 수 없음 — 직접 입력 → 미처리
255 |  |  |  |  | P&ID FOR CLOSED COOLING WATER SYSTEM GROUP 10 (6 OF 7) | D00P-10PGB10-M05-0006 | TI | 2 | UNIT #11 CCW GT LUBE OIL COOLER RETURN TEMPERATURE | [26 empty] | SCT
256 |  |  |  |  | P&ID FOR CLOSED COOLING WATER SYSTEM GROUP 10 (6 OF 7) | D00P-10PGB10-M05-0006 | PI | 2 | UNIT #11 CCW GT ENHANCED COOLING AIR COMPRESSOR PRESSURE A | [26 empty] | SCT |  |  |  | [DESCRIPTION] CCW SUPPLY/RETURN 을 도면 기하로 구분할 수 없음 — 직접 입력 → 미처리
257 |  |  |  |  | P&ID FOR CLOSED COOLING WATER SYSTEM GROUP 10 (6 OF 7) | D00P-10PGB10-M05-0006 | TI | 2 | UNIT #11 CCW GT CONTROL OIL COOLER RETURN TEMPERATURE A | [26 empty] | SCT
258 |  |  |  |  | P&ID FOR CLOSED COOLING WATER SYSTEM GROUP 10 (6 OF 7) | D00P-10PGB10-M05-0006 | TI | 2 | UNIT #11 CCW GT ENHANCED COOLING AIR COMPRESSOR RETURN TEMPERATURE | [26 empty] | SCT
259 |  |  |  |  | P&ID FOR CLOSED COOLING WATER SYSTEM GROUP 10 (6 OF 7) | D00P-10PGB10-M05-0006 | PI | 2 | UNIT #11 CCW GT GENERATOR HYDROGEN GAS COOLER PRESSURE E | [26 empty] | SCT |  |  |  | [DESCRIPTION] CCW SUPPLY/RETURN 을 도면 기하로 구분할 수 없음 — 직접 입력 → 미처리
260 |  |  |  |  | P&ID FOR CLOSED COOLING WATER SYSTEM GROUP 10 (6 OF 7) | D00P-10PGB10-M05-0006 | PI | 2 | UNIT #11 CCW GT ENHANCED COOLING AIR COMPRESSOR PRESSURE B | [26 empty] | SCT |  |  |  | [DESCRIPTION] CCW SUPPLY/RETURN 을 도면 기하로 구분할 수 없음 — 직접 입력 → 미처리
261 |  |  |  |  | P&ID FOR CLOSED COOLING WATER SYSTEM GROUP 10 (6 OF 7) | D00P-10PGB10-M05-0006 | PI | 2 | UNIT #11 CCW GT ENHANCED COOLING AIR COMPRESSOR PRESSURE C | [26 empty] | SCT |  |  |  | [DESCRIPTION] CCW SUPPLY/RETURN 을 도면 기하로 구분할 수 없음 — 직접 입력 → 미처리
262 |  |  |  |  | P&ID FOR CLOSED COOLING WATER SYSTEM GROUP 10 (6 OF 7) | D00P-10PGB10-M05-0006 | PI | 2 | UNIT #11 CCW GT LUBE OIL COOLER PRESSURE | [26 empty] | SCT |  |  |  | [DESCRIPTION] CCW SUPPLY/RETURN 을 도면 기하로 구분할 수 없음 — 직접 입력 → 미처리
263 |  |  |  |  | P&ID FOR CLOSED COOLING WATER SYSTEM GROUP 10 (6 OF 7) | D00P-10PGB10-M05-0006 | TI | 2 | UNIT #11 CCW GT 2C COOLER RETURN TEMPERATURE A | [26 empty] | SCT
264 |  |  |  |  | P&ID FOR CLOSED COOLING WATER SYSTEM GROUP 10 (6 OF 7) | D00P-10PGB10-M05-0006 | PI | 2 | UNIT #11 CCW GT HP PURGE AIR COMPRESSOR COOLER PRESSURE A | [26 empty] | SCT |  |  |  | [DESCRIPTION] CCW SUPPLY/RETURN 을 도면 기하로 구분할 수 없음 — 직접 입력 → 미처리
265 |  |  |  |  | P&ID FOR CLOSED COOLING WATER SYSTEM GROUP 10 (6 OF 7) | D00P-10PGB10-M05-0006 | PI | 2 | UNIT #11 CCW GT GENERATOR HYDROGEN GAS COOLER PRESSURE B | [26 empty] | SCT |  |  |  | [DESCRIPTION] CCW SUPPLY/RETURN 을 도면 기하로 구분할 수 없음 — 직접 입력 → 미처리
266 |  |  |  |  | P&ID FOR CLOSED COOLING WATER SYSTEM GROUP 10 (6 OF 7) | D00P-10PGB10-M05-0006 | PI | 2 | UNIT #11 CCW GT 2C COOLER PRESSURE C | [26 empty] | SCT |  |  |  | [DESCRIPTION] CCW SUPPLY/RETURN 을 도면 기하로 구분할 수 없음 — 직접 입력 → 미처리
267 |  |  |  |  | P&ID FOR CLOSED COOLING WATER SYSTEM GROUP 10 (6 OF 7) | D00P-10PGB10-M05-0006 | PI | 2 | UNIT #11 CCW GT GENERATOR HYDROGEN GAS COOLER PRESSURE D | [26 empty] | SCT |  |  |  | [DESCRIPTION] CCW SUPPLY/RETURN 을 도면 기하로 구분할 수 없음 — 직접 입력 → 미처리
268 |  |  |  |  | P&ID FOR CLOSED COOLING WATER SYSTEM GROUP 10 (6 OF 7) | D00P-10PGB10-M05-0006 | TI | 2 | UNIT #11 CCW GT HP PURGE AIR COMPRESSOR COOLER RETURN TEMPERATURE | [26 empty] | SCT
269 |  |  |  |  | P&ID FOR CLOSED COOLING WATER SYSTEM GROUP 10 (6 OF 7) | D00P-10PGB10-M05-0006 | TI | 2 | UNIT #11 CCW GT GENERATOR HYDROGEN GAS COOLER RETURN TEMPERATURE A | [26 empty] | SCT
270 |  |  |  |  | P&ID FOR CLOSED COOLING WATER SYSTEM GROUP 10 (6 OF 7) | D00P-10PGB10-M05-0006 | PI | 2 | UNIT #11 CCW GT CONTROL OIL COOLER PRESSURE D | [26 empty] | SCT |  |  |  | [DESCRIPTION] CCW SUPPLY/RETURN 을 도면 기하로 구분할 수 없음 — 직접 입력 → 미처리
271 |  |  |  |  | P&ID FOR CLOSED COOLING WATER SYSTEM GROUP 10 (6 OF 7) | D00P-10PGB10-M05-0006 | TI | 2 | UNIT #11 CCW GT FUEL OIL PURGE AIR COOLER RETURN TEMPERATURE | [26 empty] | SCT
272 |  |  |  |  | P&ID FOR CLOSED COOLING WATER SYSTEM GROUP 10 (6 OF 7) | D00P-10PGB10-M05-0006 | TI | 2 | UNIT #11 CCW GT CONTROL OIL COOLER RETURN TEMPERATURE B | [26 empty] | SCT
273 |  |  |  |  | P&ID FOR CLOSED COOLING WATER SYSTEM GROUP 10 (6 OF 7) | D00P-10PGB10-M05-0006 | PI | 2 | UNIT #11 CCW GT 2C COOLER PRESSURE B | [26 empty] | SCT |  |  |  | [DESCRIPTION] CCW SUPPLY/RETURN 을 도면 기하로 구분할 수 없음 — 직접 입력 → 미처리
274 |  |  |  |  | P&ID FOR CLOSED COOLING WATER SYSTEM GROUP 10 (6 OF 7) | D00P-10PGB10-M05-0006 | PI | 2 | UNIT #11 CCW GT CONTROL OIL COOLER PRESSURE C | [26 empty] | SCT |  |  |  | [DESCRIPTION] CCW SUPPLY/RETURN 을 도면 기하로 구분할 수 없음 — 직접 입력 → 미처리
275 |  |  |  |  | P&ID FOR CLOSED COOLING WATER SYSTEM GROUP 10 (6 OF 7) | D00P-10PGB10-M05-0006 | PI | 2 | UNIT #11 CCW GT GENERATOR HYDROGEN GAS COOLER PRESSURE A | [26 empty] | SCT |  |  |  | [DESCRIPTION] CCW SUPPLY/RETURN 을 도면 기하로 구분할 수 없음 — 직접 입력 → 미처리
276 |  |  |  |  | P&ID FOR CLOSED COOLING WATER SYSTEM GROUP 10 (6 OF 7) | D00P-10PGB10-M05-0006 | LS | 2 | UNIT #11 CCW GT 2C COOLER LEVEL | [26 empty] | VENDOR |  |  |  | [SCOPE] 벤더마크가 이 도면 NOTES 에 정의되지 않음 — 포함/제외 판단 → 미처리
277 |  |  |  |  | P&ID FOR CLOSED COOLING WATER SYSTEM GROUP 10 (6 OF 7) | D00P-10PGB10-M05-0006 | PI | 2 | UNIT #11 CCW GT CONTROL OIL COOLER PRESSURE A | [26 empty] | SCT |  |  |  | [DESCRIPTION] CCW SUPPLY/RETURN 을 도면 기하로 구분할 수 없음 — 직접 입력 → 미처리
278 |  |  |  |  | P&ID FOR CLOSED COOLING WATER SYSTEM GROUP 10 (6 OF 7) | D00P-10PGB10-M05-0006 | PI | 2 | UNIT #11 CCW GT GENERATOR HYDROGEN GAS COOLER PRESSURE F | [26 empty] | SCT |  |  |  | [DESCRIPTION] CCW SUPPLY/RETURN 을 도면 기하로 구분할 수 없음 — 직접 입력 → 미처리
279 |  |  |  |  | P&ID FOR CLOSED COOLING WATER SYSTEM GROUP 10 (7 OF 7) | D00P-10PGB10-M05-0007 | PI | 2 | UNIT #12 CCW GT GENERATOR HYDROGEN GAS COOLER PRESSURE C | [26 empty] | SCT |  |  |  | [DESCRIPTION] CCW SUPPLY/RETURN 을 도면 기하로 구분할 수 없음 — 직접 입력 → 미처리
280 |  |  |  |  | P&ID FOR CLOSED COOLING WATER SYSTEM GROUP 10 (7 OF 7) | D00P-10PGB10-M05-0007 | PI | 2 | UNIT #12 CCW GT ENHANCED COOLING AIR COMPRESSOR PRESSURE B | [26 empty] | SCT |  |  |  | [DESCRIPTION] CCW SUPPLY/RETURN 을 도면 기하로 구분할 수 없음 — 직접 입력 → 미처리
281 |  |  |  |  | P&ID FOR CLOSED COOLING WATER SYSTEM GROUP 10 (7 OF 7) | D00P-10PGB10-M05-0007 | PI | 2 | UNIT #12 CCW GT GENERATOR HYDROGEN GAS COOLER PRESSURE A | [26 empty] | SCT |  |  |  | [DESCRIPTION] CCW SUPPLY/RETURN 을 도면 기하로 구분할 수 없음 — 직접 입력 → 미처리
282 |  |  |  |  | P&ID FOR CLOSED COOLING WATER SYSTEM GROUP 10 (7 OF 7) | D00P-10PGB10-M05-0007 | PI | 2 | UNIT #12 CCW GT ENHANCED COOLING AIR COMPRESSOR PRESSURE C | [26 empty] | SCT |  |  |  | [DESCRIPTION] CCW SUPPLY/RETURN 을 도면 기하로 구분할 수 없음 — 직접 입력 → 미처리
283 |  |  |  |  | P&ID FOR CLOSED COOLING WATER SYSTEM GROUP 10 (7 OF 7) | D00P-10PGB10-M05-0007 | LS | 2 | UNIT #12 CCW GT 2C COOLER LEVEL | [26 empty] | VENDOR |  |  |  | [SCOPE] 벤더마크가 이 도면 NOTES 에 정의되지 않음 — 포함/제외 판단 → 미처리
284 |  |  |  |  | P&ID FOR CLOSED COOLING WATER SYSTEM GROUP 10 (7 OF 7) | D00P-10PGB10-M05-0007 | TI | 2 | UNIT #12 CCW GT GENERATOR HYDROGEN GAS COOLER RETURN TEMPERATURE B | [26 empty] | SCT
285 |  |  |  |  | P&ID FOR CLOSED COOLING WATER SYSTEM GROUP 10 (7 OF 7) | D00P-10PGB10-M05-0007 | PI | 2 | UNIT #12 CCW GT GENERATOR HYDROGEN GAS COOLER PRESSURE B | [26 empty] | SCT |  |  |  | [DESCRIPTION] CCW SUPPLY/RETURN 을 도면 기하로 구분할 수 없음 — 직접 입력 → 미처리
286 |  |  |  |  | P&ID FOR CLOSED COOLING WATER SYSTEM GROUP 10 (7 OF 7) | D00P-10PGB10-M05-0007 | PI | 2 | UNIT #12 CCW GT HP PURGE AIR COMPRESSOR COOLER PRESSURE A | [26 empty] | SCT |  |  |  | [DESCRIPTION] CCW SUPPLY/RETURN 을 도면 기하로 구분할 수 없음 — 직접 입력 → 미처리
287 |  |  |  |  | P&ID FOR CLOSED COOLING WATER SYSTEM GROUP 10 (7 OF 7) | D00P-10PGB10-M05-0007 | PI | 2 | UNIT #12 CCW GT GENERATOR HYDROGEN GAS COOLER PRESSURE D | [26 empty] | SCT |  |  |  | [DESCRIPTION] CCW SUPPLY/RETURN 을 도면 기하로 구분할 수 없음 — 직접 입력 → 미처리
288 |  |  |  |  | P&ID FOR CLOSED COOLING WATER SYSTEM GROUP 10 (7 OF 7) | D00P-10PGB10-M05-0007 | TI | 2 | UNIT #12 CCW GT HP PURGE AIR COMPRESSOR COOLER RETURN TEMPERATURE | [26 empty] | SCT
289 |  |  |  |  | P&ID FOR CLOSED COOLING WATER SYSTEM GROUP 10 (7 OF 7) | D00P-10PGB10-M05-0007 | PI | 2 | UNIT #12 CCW GT 2C COOLER PRESSURE A | [26 empty] | SCT |  |  |  | [DESCRIPTION] CCW SUPPLY/RETURN 을 도면 기하로 구분할 수 없음 — 직접 입력 → 미처리
290 |  |  |  |  | P&ID FOR CLOSED COOLING WATER SYSTEM GROUP 10 (7 OF 7) | D00P-10PGB10-M05-0007 | TI | 2 | UNIT #12 CCW GT CONTROL OIL COOLER RETURN TEMPERATURE B | [26 empty] | SCT
291 |  |  |  |  | P&ID FOR CLOSED COOLING WATER SYSTEM GROUP 10 (7 OF 7) | D00P-10PGB10-M05-0007 | PI | 2 | UNIT #12 CCW GT LUBE OIL COOLER PRESSURE | [26 empty] | SCT |  |  |  | [DESCRIPTION] CCW SUPPLY/RETURN 을 도면 기하로 구분할 수 없음 — 직접 입력 → 미처리
292 |  |  |  |  | P&ID FOR CLOSED COOLING WATER SYSTEM GROUP 10 (7 OF 7) | D00P-10PGB10-M05-0007 | PI | 2 | UNIT #12 CCW GT 2C COOLER PRESSURE C | [26 empty] | SCT |  |  |  | [DESCRIPTION] CCW SUPPLY/RETURN 을 도면 기하로 구분할 수 없음 — 직접 입력 → 미처리
293 |  |  |  |  | P&ID FOR CLOSED COOLING WATER SYSTEM GROUP 10 (7 OF 7) | D00P-10PGB10-M05-0007 | PI | 2 | UNIT #12 CCW GT 2C COOLER PRESSURE B | [26 empty] | SCT |  |  |  | [DESCRIPTION] CCW SUPPLY/RETURN 을 도면 기하로 구분할 수 없음 — 직접 입력 → 미처리
294 |  |  |  |  | P&ID FOR CLOSED COOLING WATER SYSTEM GROUP 10 (7 OF 7) | D00P-10PGB10-M05-0007 | TI | 2 | UNIT #12 CCW GT ENHANCED COOLING AIR COMPRESSOR RETURN TEMPERATURE | [26 empty] | SCT
295 |  |  |  |  | P&ID FOR CLOSED COOLING WATER SYSTEM GROUP 10 (7 OF 7) | D00P-10PGB10-M05-0007 | TI | 2 | UNIT #12 CCW GT LUBE OIL COOLER RETURN TEMPERATURE | [26 empty] | SCT
296 |  |  |  |  | P&ID FOR CLOSED COOLING WATER SYSTEM GROUP 10 (7 OF 7) | D00P-10PGB10-M05-0007 | TI | 2 | UNIT #12 CCW GT CONTROL OIL COOLER RETURN TEMPERATURE C | [26 empty] | SCT
297 |  |  |  |  | P&ID FOR CLOSED COOLING WATER SYSTEM GROUP 10 (7 OF 7) | D00P-10PGB10-M05-0007 | PI | 2 | UNIT #12 CCW GT ENHANCED COOLING AIR COMPRESSOR PRESSURE A | [26 empty] | SCT |  |  |  | [DESCRIPTION] CCW SUPPLY/RETURN 을 도면 기하로 구분할 수 없음 — 직접 입력 → 미처리
298 |  |  |  |  | P&ID FOR CLOSED COOLING WATER SYSTEM GROUP 10 (7 OF 7) | D00P-10PGB10-M05-0007 | PI | 2 | UNIT #12 CCW GT HP PURGE AIR COMPRESSOR COOLER PRESSURE B | [26 empty] | SCT |  |  |  | [DESCRIPTION] CCW SUPPLY/RETURN 을 도면 기하로 구분할 수 없음 — 직접 입력 → 미처리
299 |  |  |  |  | P&ID FOR CLOSED COOLING WATER SYSTEM GROUP 10 (7 OF 7) | D00P-10PGB10-M05-0007 | PI | 2 | UNIT #12 CCW GT FUEL OIL PURGE AIR COOLER PRESSURE B | [26 empty] | SCT |  |  |  | [DESCRIPTION] CCW SUPPLY/RETURN 을 도면 기하로 구분할 수 없음 — 직접 입력 → 미처리
300 |  |  |  |  | P&ID FOR CLOSED COOLING WATER SYSTEM GROUP 10 (7 OF 7) | D00P-10PGB10-M05-0007 | PI | 2 | UNIT #12 CCW GT CONTROL OIL COOLER PRESSURE C | [26 empty] | SCT |  |  |  | [DESCRIPTION] CCW SUPPLY/RETURN 을 도면 기하로 구분할 수 없음 — 직접 입력 → 미처리
301 |  |  |  |  | P&ID FOR CLOSED COOLING WATER SYSTEM GROUP 10 (7 OF 7) | D00P-10PGB10-M05-0007 | PI | 2 | UNIT #12 CCW GT CONTROL OIL COOLER PRESSURE A | [26 empty] | SCT |  |  |  | [DESCRIPTION] CCW SUPPLY/RETURN 을 도면 기하로 구분할 수 없음 — 직접 입력 → 미처리
302 |  |  |  |  | P&ID FOR CLOSED COOLING WATER SYSTEM GROUP 10 (7 OF 7) | D00P-10PGB10-M05-0007 | PI | 2 | UNIT #12 CCW GT FUEL OIL PURGE AIR COOLER PRESSURE A | [26 empty] | SCT |  |  |  | [DESCRIPTION] CCW SUPPLY/RETURN 을 도면 기하로 구분할 수 없음 — 직접 입력 → 미처리
303 |  |  |  |  | P&ID FOR CLOSED COOLING WATER SYSTEM GROUP 10 (7 OF 7) | D00P-10PGB10-M05-0007 | PI | 2 | UNIT #12 CCW GT CONTROL OIL COOLER PRESSURE B | [26 empty] | SCT |  |  |  | [DESCRIPTION] CCW SUPPLY/RETURN 을 도면 기하로 구분할 수 없음 — 직접 입력 → 미처리
304 |  |  |  |  | P&ID FOR CLOSED COOLING WATER SYSTEM GROUP 10 (7 OF 7) | D00P-10PGB10-M05-0007 | TI | 2 | UNIT #12 CCW GT GENERATOR HYDROGEN GAS COOLER RETURN TEMPERATURE A | [26 empty] | SCT
305 |  |  |  |  | P&ID FOR CLOSED COOLING WATER SYSTEM GROUP 10 (7 OF 7) | D00P-10PGB10-M05-0007 | TI | 2 | UNIT #12 CCW GT FUEL OIL PURGE AIR COOLER RETURN TEMPERATURE | [26 empty] | SCT
306 |  |  |  |  | P&ID FOR CLOSED COOLING WATER SYSTEM GROUP 10 (7 OF 7) | D00P-10PGB10-M05-0007 | PI | 2 | UNIT #12 CCW GT CONTROL OIL COOLER PRESSURE D | [26 empty] | SCT |  |  |  | [DESCRIPTION] CCW SUPPLY/RETURN 을 도면 기하로 구분할 수 없음 — 직접 입력 → 미처리
307 |  |  |  |  | P&ID FOR CLOSED COOLING WATER SYSTEM GROUP 10 (7 OF 7) | D00P-10PGB10-M05-0007 | TI | 2 | UNIT #12 CCW GT CONTROL OIL COOLER RETURN TEMPERATURE A | [26 empty] | SCT
308 |  |  |  |  | P&ID FOR CLOSED COOLING WATER SYSTEM GROUP 10 (7 OF 7) | D00P-10PGB10-M05-0007 | TI | 2 | UNIT #12 CCW GT 2C COOLER RETURN TEMPERATURE A | [26 empty] | SCT
309 |  |  |  |  | P&ID FOR CLOSED COOLING WATER SYSTEM GROUP 10 (7 OF 7) | D00P-10PGB10-M05-0007 | PI | 2 | UNIT #12 CCW GT GENERATOR HYDROGEN GAS COOLER PRESSURE E | [26 empty] | SCT |  |  |  | [DESCRIPTION] CCW SUPPLY/RETURN 을 도면 기하로 구분할 수 없음 — 직접 입력 → 미처리
310 |  |  |  |  | P&ID FOR CLOSED COOLING WATER SYSTEM GROUP 10 (7 OF 7) | D00P-10PGB10-M05-0007 | TI | 2 | UNIT #12 CCW GT 2C COOLER RETURN TEMPERATURE B | [26 empty] | SCT
311 |  |  |  |  | P&ID FOR CLOSED COOLING WATER SYSTEM GROUP 10 (7 OF 7) | D00P-10PGB10-M05-0007 | PI | 2 | UNIT #12 CCW GT GENERATOR HYDROGEN GAS COOLER PRESSURE F | [26 empty] | SCT |  |  |  | [DESCRIPTION] CCW SUPPLY/RETURN 을 도면 기하로 구분할 수 없음 — 직접 입력 → 미처리
312 |  |  |  |  | P&ID FOR COMPRESSED AIR SYSTEM | D00P-10QFA10-M05-0001 | PIT | 2 | UNIT #10 INSTRUMENT AIR RECEIVER B OUTLET PRESSURE B | [26 empty] | SCT
313 |  |  |  |  | P&ID FOR COMPRESSED AIR SYSTEM | D00P-10QFA10-M05-0001 | TIT | 2 | INSTRUMENT AIR DISTRIBUTION TEMPERATURE TRANSMITTER | [26 empty] | SCT |  |  |  | 판정축 ① · 귀속 INSTRUMENT AIR DISTRIBUTION
314 |  |  |  |  | P&ID FOR COMPRESSED AIR SYSTEM | D00P-10QFA10-M05-0001 | TIT | 2 | SERVICE AIR DISTRIBUTION TEMPERATURE TRANSMITTER | [26 empty] | SCT |  |  |  | 판정축 ① · 귀속 SERVICE AIR DISTRIBUTION
315 |  |  |  |  | P&ID FOR COMPRESSED AIR SYSTEM | D00P-10QFA10-M05-0001 | PIT | 2 | UNIT #10 AIR COMPRESSOR B OUTLET PRESSURE | [26 empty] | SCT
316 |  |  |  |  | P&ID FOR COMPRESSED AIR SYSTEM | D00P-10QFA10-M05-0001 | PIT | 2 | UNIT #10 INSTRUMENT AIR RECEIVER A OUTLET PRESSURE C | [26 empty] | SCT
317 |  |  |  |  | P&ID FOR COMPRESSED AIR SYSTEM | D00P-10QFA10-M05-0001 | PIT | 2 | UNIT #10 AIR DRYER A INLET PRESSURE | [26 empty] | SCT
318 |  |  |  |  | P&ID FOR COMPRESSED AIR SYSTEM | D00P-10QFA10-M05-0001 | PIT | 2 | INSTRUMENT AIR RECEIVER B PRESSURE TRANSMITTER | [26 empty] | SCT |  |  |  | 판정축 ① · 귀속 INSTRUMENT AIR RECEIVER B
319 |  |  |  |  | P&ID FOR COMPRESSED AIR SYSTEM | D00P-10QFA10-M05-0001 | PIT | 2 | UNIT #10 INSTRUMENT AIR RECEIVER A DISCHARGE PRESSURE A | [26 empty] | SCT
320 |  |  |  |  | P&ID FOR COMPRESSED AIR SYSTEM | D00P-10QFA10-M05-0001 | TIT | 2 | AIR DRYER A TEMPERATURE TRANSMITTER | [26 empty] | SCT |  |  |  | 판정축 ① · 귀속 AIR DRYER A
321 |  |  |  |  | P&ID FOR COMPRESSED AIR SYSTEM | D00P-10QFA10-M05-0001 | PIT | 2 | UNIT #10 INSTRUMENT AIR RECEIVER A OUTLET PRESSURE B | [26 empty] | SCT
322 |  |  |  |  | P&ID FOR CONDENSATE SYSTEM GROUP 10 (1 OF 2) | D00P-10LCA10-M05-0001 | FIT | 2 | UNIT #11 CONDENSATE CEP MINIMUM FLOW RECIRCULATION FLOW A | [26 empty] | SCT
323 |  |  |  |  | P&ID FOR CONDENSATE SYSTEM GROUP 10 (1 OF 2) | D00P-10LCA10-M05-0001 | FE | 2 | FROM DE-NOX WATER SUPPLY PUMP TO GRUOP #10 CONDENSER FLOW ELEMENT | [26 empty] | SCT |  |  |  | 판정축 ② · 귀속 DE-NOX WATER SUPPLY PUMP→GRUOP #10 CONDENSER
324 |  |  |  |  | P&ID FOR CONDENSATE SYSTEM GROUP 10 (1 OF 2) | D00P-10LCA10-M05-0001 | LIT | 2 | #11 HRSG HRH BYPASS DISCHARGE LEVEL TRANSMITTER | [26 empty] | SCT |  |  |  | 판정축 ③ · 귀속 #11 HRSG HRH BYPASS→(다분기)
325 |  |  |  |  | P&ID FOR CONDENSATE SYSTEM GROUP 10 (1 OF 2) | D00P-10LCA10-M05-0001 | RO | 2 | FROM #11 GT FGH EMERGENCY DUMP TO CEP SUCTION VENT A CEP SUCTION VENT B CEP SUCTION VENT C RESTRICTION ORIFICE A | [26 empty] | SCT |  |  |  | 판정축 ② · 귀속 #11 GT FGH EMERGENCY DUMP→CEP SUCTION VENT A CEP SUCTION VENT B CEP SUCTION VENT C
326 |  |  |  |  | P&ID FOR CONDENSATE SYSTEM GROUP 10 (1 OF 2) | D00P-10LCA10-M05-0001 | PIT | 2 | UNIT #12 CONDENSATE CEP B PRESSURE A | [26 empty] | SCT
327 |  |  |  |  | P&ID FOR CONDENSATE SYSTEM GROUP 10 (1 OF 2) | D00P-10LCA10-M05-0001 | RO | 2 | CEP RESTRICTION ORIFICE B | [26 empty] | SCT |  |  |  | 판정축 ① · 귀속 CEP
328 |  |  |  |  | P&ID FOR CONDENSATE SYSTEM GROUP 10 (1 OF 2) | D00P-10LCA10-M05-0001 | PIT | 2 | UNIT #12 CONDENSATE CEP C PRESSURE B | [26 empty] | SCT
329 |  |  |  |  | P&ID FOR CONDENSATE SYSTEM GROUP 10 (1 OF 2) | D00P-10LCA10-M05-0001 | RO | 2 | CEP RESTRICTION ORIFICE A | [26 empty] | SCT |  |  |  | 판정축 ① · 귀속 CEP
330 |  |  |  |  | P&ID FOR CONDENSATE SYSTEM GROUP 10 (1 OF 2) | D00P-10LCA10-M05-0001 | RO | 2 | FROM DE-NOX WATER SUPPLY PUMP TO GRUOP #10 CONDENSER RESTRICTION ORIFICE | [26 empty] | SCT |  |  |  | 판정축 ② · 귀속 DE-NOX WATER SUPPLY PUMP→GRUOP #10 CONDENSER
331 |  |  |  |  | P&ID FOR CONDENSATE SYSTEM GROUP 10 (1 OF 2) | D00P-10LCA10-M05-0001 | RO | 2 | UNIT #10 CONDENSATE GRUOP CONDENSER RESTRICTION ORIFICE A | [26 empty] | SCT
332 |  |  |  |  | P&ID FOR CONDENSATE SYSTEM GROUP 10 (1 OF 2) | D00P-10LCA10-M05-0001 | LIT | 2 | UNIT #12 CONDENSATE CEP MINIMUM FLOW RECIRCULATION LEVEL A | [26 empty] | SCT
333 |  |  |  |  | P&ID FOR CONDENSATE SYSTEM GROUP 10 (1 OF 2) | D00P-10LCA10-M05-0001 | LIT | 2 | UNIT #12 CONDENSATE CEP MINIMUM FLOW RECIRCULATION LEVEL B | [26 empty] | SCT
334 |  |  |  |  | P&ID FOR CONDENSATE SYSTEM GROUP 10 (1 OF 2) | D00P-10LCA10-M05-0001 | TIT | 2 | UNIT #10 CONDENSATE GRUOP CONDENSER TEMPERATURE B | [26 empty] | SCT
335 |  |  |  |  | P&ID FOR CONDENSATE SYSTEM GROUP 10 (1 OF 2) | D00P-10LCA10-M05-0001 | RO | 2 | CEP MINIMUM FLOW RECIRCULATION RESTRICTION ORIFICE A | [26 empty] | SCT |  |  |  | 판정축 ① · 귀속 CEP MINIMUM FLOW RECIRCULATION
336 |  |  |  |  | P&ID FOR CONDENSATE SYSTEM GROUP 10 (1 OF 2) | D00P-10LCA10-M05-0001 | TIT | 2 | FLASH BOX TEMPERATURE TRANSMITTER A | [26 empty] | SCT |  |  |  | 판정축 ① · 귀속 FLASH BOX
337 |  |  |  |  | P&ID FOR CONDENSATE SYSTEM GROUP 10 (1 OF 2) | D00P-10LCA10-M05-0001 | FE | 2 | UNIT #12 CONDENSATE CEP MINIMUM FLOW RECIRCULATION DISCHARGE FLOW ELEMENT | [26 empty] | SCT
338 |  |  |  |  | P&ID FOR CONDENSATE SYSTEM GROUP 10 (1 OF 2) | D00P-10LCA10-M05-0001 | TIT | 2 | FROM GLAND STEAM DUMP TO CEP SUCTION VENT A CEP SUCTION VENT B CEP SUCTION VENT C TEMPERATURE TRANSMITTER B | [26 empty] | SCT |  |  |  | 판정축 ② · 귀속 GLAND STEAM DUMP→CEP SUCTION VENT A CEP SUCTION VENT B CEP SUCTION VENT C
339 |  |  |  |  | P&ID FOR CONDENSATE SYSTEM GROUP 10 (1 OF 2) | D00P-10LCA10-M05-0001 | TIT | 2 | FROM GLAND STEAM DUMP TO CEP SUCTION VENT A CEP SUCTION VENT B CEP SUCTION VENT C TEMPERATURE TRANSMITTER A | [26 empty] | SCT |  |  |  | 판정축 ② · 귀속 GLAND STEAM DUMP→CEP SUCTION VENT A CEP SUCTION VENT B CEP SUCTION VENT C
340 |  |  |  |  | P&ID FOR CONDENSATE SYSTEM GROUP 10 (1 OF 2) | D00P-10LCA10-M05-0001 | RO | 2 | UNIT #10 CONDENSATE GRUOP CONDENSER RESTRICTION ORIFICE C | [26 empty] | SCT
341 |  |  |  |  | P&ID FOR CONDENSATE SYSTEM GROUP 10 (1 OF 2) | D00P-10LCA10-M05-0001 | LI | 2 | [27 empty] | VENDOR(CONDENSER SUPPLIER) |  |  |  | 타사 공급 — Description 생략
342 |  |  |  |  | P&ID FOR CONDENSATE SYSTEM GROUP 10 (1 OF 2) | D00P-10LCA10-M05-0001 | RO | 2 | UNIT #10 CONDENSATE CEP C RESTRICTION ORIFICE | [26 empty] | SCT
343 |  |  |  |  | P&ID FOR CONDENSATE SYSTEM GROUP 10 (1 OF 2) | D00P-10LCA10-M05-0001 | RO | 2 | UNIT #10 CONDENSATE GRUOP CONDENSER RESTRICTION ORIFICE B | [26 empty] | SCT
344 |  |  |  |  | P&ID FOR CONDENSATE SYSTEM GROUP 10 (1 OF 2) | D00P-10LCA10-M05-0001 | RO | 2 | UNIT #10 CONDENSATE SAMPLING SKID RESTRICTION ORIFICE | [26 empty] | SCT
345 |  |  |  |  | P&ID FOR CONDENSATE SYSTEM GROUP 10 (1 OF 2) | D00P-10LCA10-M05-0001 | PIT | 2 | UNIT #12 CONDENSATE CEP D DISCHARGE PRESSURE C | [26 empty] | SCT
346 |  |  |  |  | P&ID FOR CONDENSATE SYSTEM GROUP 10 (1 OF 2) | D00P-10LCA10-M05-0001 | RO | 2 | FROM #11 GT FGH EMERGENCY DUMP TO CEP SUCTION VENT A CEP SUCTION VENT B CEP SUCTION VENT C RESTRICTION ORIFICE B | [26 empty] | SCT |  |  |  | 판정축 ② · 귀속 #11 GT FGH EMERGENCY DUMP→CEP SUCTION VENT A CEP SUCTION VENT B CEP SUCTION VENT C
347 |  |  |  |  | P&ID FOR CONDENSATE SYSTEM GROUP 10 (1 OF 2) | D00P-10LCA10-M05-0001 | RO | 2 | CEP MINIMUM FLOW RECIRCULATION RESTRICTION ORIFICE B | [26 empty] | SCT |  |  |  | 판정축 ① · 귀속 CEP MINIMUM FLOW RECIRCULATION
348 |  |  |  |  | P&ID FOR CONDENSATE SYSTEM GROUP 10 (1 OF 2) | D00P-10LCA10-M05-0001 | FIT | 2 | UNIT #12 CONDENSATE CEP MINIMUM FLOW RECIRCULATION FLOW B | [26 empty] | SCT
349 |  |  |  |  | P&ID FOR CONDENSATE SYSTEM GROUP 10 (1 OF 2) | D00P-10LCA10-M05-0001 | TIT | 2 | FLASH BOX TEMPERATURE TRANSMITTER B | [26 empty] | SCT |  |  |  | 판정축 ① · 귀속 FLASH BOX
350 |  |  |  |  | P&ID FOR CONDENSATE SYSTEM GROUP 10 (2 OF 2) | D00P-10LCA10-M05-0002 | FIT | 2 | UNIT #11 CONDENSATE GLAND STEAM CONDENSER OUTLET FLOW A | [26 empty] | SCT
351 |  |  |  |  | P&ID FOR CONDENSATE SYSTEM GROUP 10 (2 OF 2) | D00P-10LCA10-M05-0002 | FE | 2 | UNIT #11 CONDENSATE GLAND STEAM CONDENSER OUTLET FLOW ELEMENT | [26 empty] | SCT
352 |  |  |  |  | P&ID FOR CONDENSATE SYSTEM GROUP 10 (2 OF 2) | D00P-10LCA10-M05-0002 | TIT | 2 | GLAND STEAM CONDENSER TEMPERATURE TRANSMITTER A | [26 empty] | SCT |  |  |  | 판정축 ① · 귀속 GLAND STEAM CONDENSER
353 |  |  |  |  | P&ID FOR CONDENSATE SYSTEM GROUP 10 (2 OF 2) | D00P-10LCA10-M05-0002 | PIT | 2 | UNIT #12 CONDENSATE GLAND STEAM CONDENSER DISCHARGE PRESSURE | [26 empty] | SCT
354 |  |  |  |  | P&ID FOR CONDENSATE SYSTEM GROUP 10 (2 OF 2) | D00P-10LCA10-M05-0002 | FIT | 2 | UNIT #11 CONDENSATE GLAND STEAM CONDENSER OUTLET FLOW B | [26 empty] | SCT
355 |  |  |  |  | P&ID FOR CONDENSATE SYSTEM GROUP 10 (2 OF 2) | D00P-10LCA10-M05-0002 | PIT | 2 | UNIT #12 CONDENSATE CHEMICAL DOSING B OUTLET PRESSURE B | [26 empty] | SCT
356 |  |  |  |  | P&ID FOR CONDENSATE SYSTEM GROUP 10 (2 OF 2) | D00P-10LCA10-M05-0002 | RO | 2 | FLASH BOX SPRAY RESTRICTION ORIFICE | [26 empty] | SCT |  |  |  | 판정축 ① · 귀속 FLASH BOX SPRAY
357 |  |  |  |  | P&ID FOR CONDENSATE SYSTEM GROUP 10 (2 OF 2) | D00P-10LCA10-M05-0002 | RO | 2 | CONDENSER CURTAIN SPRAY RESTRICTION ORIFICE | [26 empty] | SCT |  |  |  | 판정축 ① · 귀속 CONDENSER CURTAIN SPRAY
358 |  |  |  |  | P&ID FOR CONDENSATE SYSTEM GROUP 10 (2 OF 2) | D00P-10LCA10-M05-0002 | PIT | 2 | UNIT #12 CONDENSATE CHEMICAL DOSING B OUTLET PRESSURE A | [26 empty] | SCT
359 |  |  |  |  | P&ID FOR CONDENSATE SYSTEM GROUP 10 (2 OF 2) | D00P-10LCA10-M05-0002 | TIT | 2 | GLAND STEAM CONDENSER TEMPERATURE TRANSMITTER B | [26 empty] | SCT |  |  |  | 판정축 ① · 귀속 GLAND STEAM CONDENSER
360 |  |  |  |  | P&ID FOR CONDENSER AIR REMOVAL SYSTEM GROUP 10 | D00P-10MAJ10-M05-0001 | TI | 2 | CONDENSER VACUUM PUMP SKID A&B HOLDING TEMPERATURE GAUGE | [26 empty] | SCT |  |  |  | 판정축 ① · 귀속 CONDENSER VACUUM PUMP SKID A&B HOLDING
361 |  |  |  |  | P&ID FOR CONDENSER AIR REMOVAL SYSTEM GROUP 10 | D00P-10MAJ10-M05-0001 | TI | 2 | UNIT #10 CONDENSER VACUUM PUMP SKID A&B HOLDING B TEMPERATURE | [26 empty] | SCT
362 |  |  |  |  | P&ID FOR CONDENSER AIR REMOVAL SYSTEM GROUP 10 | D00P-10MAJ10-M05-0001 | PI | 2 | UNIT #10 CONDENSER AIR REMOVAL SKID A PRESSURE A | [26 empty] | SCT
363 |  |  |  |  | P&ID FOR CONDENSER AIR REMOVAL SYSTEM GROUP 10 | D00P-10MAJ10-M05-0001 | PI | 2 | UNIT #10 CONDENSER AIR REMOVAL SKID A PRESSURE B | [26 empty] | SCT
364 |  |  |  |  | P&ID FOR CONDENSER AIR REMOVAL SYSTEM GROUP 10 | D00P-10MAJ10-M05-0001 | TI | 2 | UNIT #10 CONDENSER AIR REMOVAL SKID A TEMPERATURE | [26 empty] | SCT
365 |  |  |  |  | P&ID FOR CONDENSER AIR REMOVAL SYSTEM GROUP 10 | D00P-10MAJ10-M05-0001 | PI | 2 | UNIT #10 CONDENSER VACUUM PUMP SKID A&B HOLDING B PRESSURE | [26 empty] | SCT
366 |  |  |  |  | P&ID FOR CONDENSER AIR REMOVAL SYSTEM GROUP 10 | D00P-10MAJ10-M05-0001 | PI | 2 | CONDENSER VACUUM PUMP SKID A&B HOLDING PRESSURE GAUGE | [26 empty] | SCT |  |  |  | 판정축 ① · 귀속 CONDENSER VACUUM PUMP SKID A&B HOLDING
367 |  |  |  |  | P&ID FOR CONDENSER AIR REMOVAL SYSTEM GROUP 10 | D00P-10MAJ10-M05-0001 | TI | 2 | ACWP DISCHARGE TEMPERATURE GAUGE | [26 empty] | SCT |  |  |  | 판정축 ③ · 귀속 ACWP DISCHARGE→(다분기)
368 |  |  |  |  | P&ID FOR CRH STEAM SYSTEM GROUP 10 | D00P-10LBC40-M05-0001 | LS | 2 | UNIT #11 CRH STEAM TO FLASH BOX HRSG#11 BD TANK LEVEL HIGH B | [26 empty] | SCT |  |  |  | [DESCRIPTION] 후보에서 골랐으나 근거가 약함 — 확인 필요 → 미처리
369 |  |  |  |  | P&ID FOR CRH STEAM SYSTEM GROUP 10 | D00P-10LBC40-M05-0001 | PIT | 2 | UNIT #11 CRH STEAM PRESSURE A | [26 empty] | SCT |  |  |  | [DESCRIPTION] 단위·계통·변수만 확정 — 중간 서술을 직접 입력 → 미처리
370 |  |  |  |  | P&ID FOR CRH STEAM SYSTEM GROUP 10 | D00P-10LBC40-M05-0001 | TIT | 2 | UNIT #11 CRH STEAM TEMPERATURE | [26 empty] | SCT |  |  |  | [DESCRIPTION] 단위·계통·변수만 확정 — 중간 서술을 직접 입력 → 미처리
371 |  |  |  |  | P&ID FOR CRH STEAM SYSTEM GROUP 10 | D00P-10LBC40-M05-0001 | LS | 2 | UNIT #12 CRH STEAM HRSG#12 BD TANK LEVEL HIGH | [26 empty] | SCT
372 |  |  |  |  | P&ID FOR CRH STEAM SYSTEM GROUP 10 | D00P-10LBC40-M05-0001 | LS | 2 | UNIT #11 CRH STEAM TO FLASH BOX HRSG#11 BD TANK LEVEL HIGH HIGH | [26 empty] | SCT |  |  |  | [DESCRIPTION] 후보에서 골랐으나 근거가 약함 — 확인 필요 → 미처리
373 |  |  |  |  | P&ID FOR CRH STEAM SYSTEM GROUP 10 | D00P-10LBC40-M05-0001 | LS | 2 | UNIT #11 CRH STEAM TO STG IP VALVE LEVEL HIGH HIGH | [26 empty] | SCT |  |  |  | [DESCRIPTION] 후보에서 골랐으나 근거가 약함 — 확인 필요 → 미처리
374 |  |  |  |  | P&ID FOR CRH STEAM SYSTEM GROUP 10 | D00P-10LBC40-M05-0001 | LS | 2 | UNIT #11 CRH STEAM TO FLASH BOX HRSG#11 BD TANK LEVEL HIGH A | [26 empty] | SCT |  |  |  | [DESCRIPTION] 후보에서 골랐으나 근거가 약함 — 확인 필요 → 미처리
375 |  |  |  |  | P&ID FOR CRH STEAM SYSTEM GROUP 10 | D00P-10LBC40-M05-0001 | LS | 2 | UNIT #11 CRH STEAM HRSG#11 HP BYPASS VALVE LEVEL HIGH HIGH | [26 empty] | SCT
376 |  |  |  |  | P&ID FOR CRH STEAM SYSTEM GROUP 10 | D00P-10LBC40-M05-0001 | LS | 2 | UNIT #12 CRH STEAM HRSG#12 BD TANK LEVEL HIGH HIGH | [26 empty] | SCT
377 |  |  |  |  | P&ID FOR CRH STEAM SYSTEM GROUP 10 | D00P-10LBC40-M05-0001 | LS | 2 | UNIT #11 CRH STEAM HRSG#11 HP BYPASS VALVE LEVEL HIGH | [26 empty] | SCT
378 |  |  |  |  | P&ID FOR CRH STEAM SYSTEM GROUP 10 | D00P-10LBC40-M05-0001 | PIT | 2 | UNIT #11 CRH STEAM PRESSURE B | [26 empty] | SCT |  |  |  | [DESCRIPTION] 단위·계통·변수만 확정 — 중간 서술을 직접 입력 → 미처리
379 |  |  |  |  | P&ID FOR DEMINERALIZED WATER DISTRIBUTION SYSTEM (1 OF 2) | D00P-00GHC10-M05-0001 | PI | 1 | [27 empty] | VENDOR(PUMP VENDOR) |  |  |  | 타사 공급 — Description 생략
380 |  |  |  |  | P&ID FOR DEMINERALIZED WATER DISTRIBUTION SYSTEM (1 OF 2) | D00P-00GHC10-M05-0001 | LIT | 1 | DEMINERALIZED WATER STORAGE TANK A LEVEL A | [26 empty] | SCT
381 |  |  |  |  | P&ID FOR DEMINERALIZED WATER DISTRIBUTION SYSTEM (1 OF 2) | D00P-00GHC10-M05-0001 | LI | 1 | FROM DEMI. WATER PLANT TO ABSORBER LEVEL GAUGE | [26 empty] | SCT |  |  |  | 판정축 ② · 귀속 DEMI. WATER PLANT→ABSORBER
382 |  |  |  |  | P&ID FOR DEMINERALIZED WATER DISTRIBUTION SYSTEM (1 OF 2) | D00P-00GHC10-M05-0001 | PDIT | 1 | DEMINERALIZED WATER SUPPLY PUMP SUCTION DIFFERENTIAL PRESSURE B | [26 empty] | SCT |  |  |  | [DESCRIPTION] 중간 심볼(SUCTION STRAINER)이 도면에 낱말로 없음 — 직접 입력 → 미처리
383 |  |  |  |  | P&ID FOR DEMINERALIZED WATER DISTRIBUTION SYSTEM (1 OF 2) | D00P-00GHC10-M05-0001 | PDIT | 1 | DE-NOX WATER SUPPLY PUMP SUCTION DIFFERENTIAL PRESSURE A | [26 empty] | SCT |  |  |  | [DESCRIPTION] 중간 심볼(SUCTION STRAINER)이 도면에 낱말로 없음 — 직접 입력 → 미처리
384 |  |  |  |  | P&ID FOR DEMINERALIZED WATER DISTRIBUTION SYSTEM (1 OF 2) | D00P-00GHC10-M05-0001 | LIT | 1 | DEMINERALIZED WATER STORAGE TANK A LEVEL B | [26 empty] | SCT
385 |  |  |  |  | P&ID FOR DEMINERALIZED WATER DISTRIBUTION SYSTEM (1 OF 2) | D00P-00GHC10-M05-0001 | PDIT | 1 | DE-NOX WATER SUPPLY PUMP SUCTION DIFFERENTIAL PRESSURE B | [26 empty] | SCT |  |  |  | [DESCRIPTION] 중간 심볼(SUCTION STRAINER)이 도면에 낱말로 없음 — 직접 입력 → 미처리
386 |  |  |  |  | P&ID FOR DEMINERALIZED WATER DISTRIBUTION SYSTEM (1 OF 2) | D00P-00GHC10-M05-0001 | PI | 1 | [27 empty] | VENDOR(PUMP VENDOR) |  |  |  | 타사 공급 — Description 생략
387 |  |  |  |  | P&ID FOR DEMINERALIZED WATER DISTRIBUTION SYSTEM (1 OF 2) | D00P-00GHC10-M05-0001 | PI | 1 | [27 empty] | VENDOR(PUMP VENDOR) |  |  |  | 타사 공급 — Description 생략
388 |  |  |  |  | P&ID FOR DEMINERALIZED WATER DISTRIBUTION SYSTEM (1 OF 2) | D00P-00GHC10-M05-0001 | LIT | 1 | DEMINERALIZED WATER STORAGE TANK B LEVEL TRANSMITTER B | [26 empty] | SCT |  |  |  | 판정축 ① · 귀속 DEMINERALIZED WATER STORAGE TANK B
389 |  |  |  |  | P&ID FOR DEMINERALIZED WATER DISTRIBUTION SYSTEM (1 OF 2) | D00P-00GHC10-M05-0001 | LIT | 1 | DEMINERALIZED WATER STORAGE TANK B LEVEL TRANSMITTER A | [26 empty] | SCT |  |  |  | 판정축 ① · 귀속 DEMINERALIZED WATER STORAGE TANK B
390 |  |  |  |  | P&ID FOR DEMINERALIZED WATER DISTRIBUTION SYSTEM (1 OF 2) | D00P-00GHC10-M05-0001 | PI | 1 | [27 empty] | VENDOR(PUMP VENDOR) |  |  |  | 타사 공급 — Description 생략
391 |  |  |  |  | P&ID FOR DEMINERALIZED WATER DISTRIBUTION SYSTEM (1 OF 2) | D00P-00GHC10-M05-0001 | RO | 1 | [27 empty] | VENDOR(PUMP VENDOR) |  |  |  | 타사 공급 — Description 생략
392 |  |  |  |  | P&ID FOR DEMINERALIZED WATER DISTRIBUTION SYSTEM (1 OF 2) | D00P-00GHC10-M05-0001 | PIT | 1 | DEMINERALIZED WATER SUPPLY PUMP DISCHARGE PRESSURE B | [26 empty] | SCT
393 |  |  |  |  | P&ID FOR DEMINERALIZED WATER DISTRIBUTION SYSTEM (1 OF 2) | D00P-00GHC10-M05-0001 | PI | 1 | [27 empty] | VENDOR(PUMP VENDOR) |  |  |  | 타사 공급 — Description 생략
394 |  |  |  |  | P&ID FOR DEMINERALIZED WATER DISTRIBUTION SYSTEM (1 OF 2) | D00P-00GHC10-M05-0001 | RO | 1 | [27 empty] | VENDOR(PUMP VENDOR) |  |  |  | 타사 공급 — Description 생략
395 |  |  |  |  | P&ID FOR DEMINERALIZED WATER DISTRIBUTION SYSTEM (1 OF 2) | D00P-00GHC10-M05-0001 | PDIT | 1 | DEMINERALIZED WATER SUPPLY PUMP SUCTION DIFFERENTIAL PRESSURE A | [26 empty] | SCT |  |  |  | [DESCRIPTION] 중간 심볼(SUCTION STRAINER)이 도면에 낱말로 없음 — 직접 입력 → 미처리
396 |  |  |  |  | P&ID FOR DEMINERALIZED WATER DISTRIBUTION SYSTEM (1 OF 2) | D00P-00GHC10-M05-0001 | PIT | 1 | DEMINERALIZED WATER DISTRIBUTION #20 CONDENSER EMERGENCY INLET PRESSURE B | [26 empty] | SCT
397 |  |  |  |  | P&ID FOR DEMINERALIZED WATER DISTRIBUTION SYSTEM (1 OF 2) | D00P-00GHC10-M05-0001 | PIT | 1 | DEMINERALIZED WATER DISTRIBUTION #20 CONDENSER EMERGENCY INLET PRESSURE A | [26 empty] | SCT
398 |  |  |  |  | P&ID FOR DEMINERALIZED WATER DISTRIBUTION SYSTEM (1 OF 2) | D00P-00GHC10-M05-0001 | PDIT | 1 | DEMINERALIZED WATER SUPPLY PUMP SUCTION DIFFERENTIAL PRESSURE D | [26 empty] | SCT |  |  |  | [DESCRIPTION] 중간 심볼(SUCTION STRAINER)이 도면에 낱말로 없음 — 직접 입력 → 미처리
399 |  |  |  |  | P&ID FOR DEMINERALIZED WATER DISTRIBUTION SYSTEM (1 OF 2) | D00P-00GHC10-M05-0001 | LI | 1 | ABSORBER LEVEL GAUGE | [26 empty] | SCT |  |  |  | 판정축 ① · 귀속 ABSORBER
400 |  |  |  |  | P&ID FOR DEMINERALIZED WATER DISTRIBUTION SYSTEM (1 OF 2) | D00P-00GHC10-M05-0001 | PDIT | 1 | DEMINERALIZED WATER SUPPLY PUMP SUCTION DIFFERENTIAL PRESSURE C | [26 empty] | SCT |  |  |  | [DESCRIPTION] 중간 심볼(SUCTION STRAINER)이 도면에 낱말로 없음 — 직접 입력 → 미처리
401 |  |  |  |  | P&ID FOR DEMINERALIZED WATER DISTRIBUTION SYSTEM (1 OF 2) | D00P-00GHC10-M05-0001 | PI | 1 | [27 empty] | VENDOR(PUMP VENDOR) |  |  |  | 타사 공급 — Description 생략
402 |  |  |  |  | P&ID FOR DEMINERALIZED WATER DISTRIBUTION SYSTEM (1 OF 2) | D00P-00GHC10-M05-0001 | PI | 1 | [27 empty] | VENDOR(PUMP VENDOR) |  |  |  | 타사 공급 — Description 생략
403 |  |  |  |  | P&ID FOR DEMINERALIZED WATER DISTRIBUTION SYSTEM (1 OF 2) | D00P-00GHC10-M05-0001 | PI | 1 | [27 empty] | VENDOR(PUMP VENDOR) |  |  |  | 타사 공급 — Description 생략
404 |  |  |  |  | P&ID FOR DEMINERALIZED WATER DISTRIBUTION SYSTEM (1 OF 2) | D00P-00GHC10-M05-0001 | PI | 1 | [27 empty] | VENDOR(PUMP VENDOR) |  |  |  | 타사 공급 — Description 생략
405 |  |  |  |  | P&ID FOR DEMINERALIZED WATER DISTRIBUTION SYSTEM (1 OF 2) | D00P-00GHC10-M05-0001 | PI | 1 | [27 empty] | VENDOR(PUMP VENDOR) |  |  |  | 타사 공급 — Description 생략
406 |  |  |  |  | P&ID FOR DEMINERALIZED WATER DISTRIBUTION SYSTEM (1 OF 2) | D00P-00GHC10-M05-0001 | PI | 1 | [27 empty] | VENDOR(PUMP VENDOR) |  |  |  | 타사 공급 — Description 생략
407 |  |  |  |  | P&ID FOR DEMINERALIZED WATER DISTRIBUTION SYSTEM (1 OF 2) | D00P-00GHC10-M05-0001 | RO | 1 | [27 empty] | VENDOR(PUMP VENDOR) |  |  |  | 타사 공급 — Description 생략
408 |  |  |  |  | P&ID FOR DEMINERALIZED WATER DISTRIBUTION SYSTEM (1 OF 2) | D00P-00GHC10-M05-0001 | RO | 1 | DEMINERALIZED WATER SUPPLY PUMP RESTRICTION ORIFICE | [26 empty] | SCT
409 |  |  |  |  | P&ID FOR DEMINERALIZED WATER DISTRIBUTION SYSTEM (1 OF 2) | D00P-00GHC10-M05-0001 | PI | 1 | [27 empty] | VENDOR(PUMP VENDOR) |  |  |  | 타사 공급 — Description 생략
410 |  |  |  |  | P&ID FOR DEMINERALIZED WATER DISTRIBUTION SYSTEM (1 OF 2) | D00P-00GHC10-M05-0001 | RO | 1 | [27 empty] | VENDOR(PUMP VENDOR) |  |  |  | 타사 공급 — Description 생략
411 |  |  |  |  | P&ID FOR DEMINERALIZED WATER DISTRIBUTION SYSTEM (1 OF 2) | D00P-00GHC10-M05-0001 | PIT | 1 | DEMINERALIZED WATER SUPPLY PUMP DISCHARGE PRESSURE A | [26 empty] | SCT
412 |  |  |  |  | P&ID FOR DEMINERALIZED WATER DISTRIBUTION SYSTEM (1 OF 2) | D00P-00GHC10-M05-0001 | RO | 1 | [27 empty] | VENDOR(PUMP VENDOR) |  |  |  | 타사 공급 — Description 생략
413 |  |  |  |  | P&ID FOR DESAL. WATER SUPPLY SYSTEM | D00P-00GHC10-M05-0001 | LI | 1 | DESALINATED WATER BUFFER TANK A LEVEL GAUGE | [26 empty] | SCT |  |  |  | 판정축 ① · 귀속 DESALINATED WATER BUFFER TANK A
414 |  |  |  |  | P&ID FOR DESAL. WATER SUPPLY SYSTEM | D00P-00GHC10-M05-0001 | PDIT | 1 | SERVICE WATER SUPPLY PUMP C SUCTION DIFFERENTIAL PRESSURE | [26 empty] | SCT |  |  |  | [DESCRIPTION] 중간 심볼(SUCTION STRAINER)이 도면에 낱말로 없음 — 직접 입력 → 미처리
415 |  |  |  |  | P&ID FOR DESAL. WATER SUPPLY SYSTEM | D00P-00GHC10-M05-0001 | PIT | 1 | DESAL. WATER SUPPLY MBE FEED PUMP DISCHARGE PRESSURE A | [26 empty] | SCT
416 |  |  |  |  | P&ID FOR DESAL. WATER SUPPLY SYSTEM | D00P-00GHC10-M05-0001 | PIT | 1 | DESAL. WATER SUPPLY MBE FEED PUMP DISCHARGE PRESSURE B | [26 empty] | SCT
417 |  |  |  |  | P&ID FOR DESAL. WATER SUPPLY SYSTEM | D00P-00GHC10-M05-0001 | PI | 1 | [27 empty] | VENDOR(WATER TREATMENT SUPPLIER) |  |  |  | 타사 공급 — Description 생략
418 |  |  |  |  | P&ID FOR DESAL. WATER SUPPLY SYSTEM | D00P-00GHC10-M05-0001 | PI | 1 | [27 empty] | VENDOR(WATER TREATMENT SUPPLIER) |  |  |  | 타사 공급 — Description 생략
419 |  |  |  |  | P&ID FOR DESAL. WATER SUPPLY SYSTEM | D00P-00GHC10-M05-0001 | RO | 1 | SERVICE WATER SUPPLY PUMP RESTRICTION ORIFICE | [26 empty] | SCT |  |  |  | 판정축 ① · 귀속 SERVICE WATER SUPPLY PUMP
420 |  |  |  |  | P&ID FOR DESAL. WATER SUPPLY SYSTEM | D00P-00GHC10-M05-0001 | LIT | 1 | DESALINATED WATER BUFFER TANK A B LEVEL B | [26 empty] | SCT
421 |  |  |  |  | P&ID FOR DESAL. WATER SUPPLY SYSTEM | D00P-00GHC10-M05-0001 | LIT | 1 | DESALINATED WATER BUFFER TANK A A LEVEL C | [26 empty] | SCT
422 |  |  |  |  | P&ID FOR DESAL. WATER SUPPLY SYSTEM | D00P-00GHC10-M05-0001 | PDIT | 1 | SERVICE WATER SUPPLY PUMP B SUCTION DIFFERENTIAL PRESSURE | [26 empty] | SCT |  |  |  | [DESCRIPTION] 중간 심볼(SUCTION STRAINER)이 도면에 낱말로 없음 — 직접 입력 → 미처리
423 |  |  |  |  | P&ID FOR DESAL. WATER SUPPLY SYSTEM | D00P-00GHC10-M05-0001 | PI | 1 | [27 empty] | VENDOR(WATER TREATMENT SUPPLIER) |  |  |  | 타사 공급 — Description 생략
424 |  |  |  |  | P&ID FOR DESAL. WATER SUPPLY SYSTEM | D00P-00GHC10-M05-0001 | LI | 1 | DESALINATED WATER BUFFER TANK A A LEVEL A | [26 empty] | SCT
425 |  |  |  |  | P&ID FOR DESAL. WATER SUPPLY SYSTEM | D00P-00GHC10-M05-0001 | LIT | 1 | DESALINATED WATER BUFFER TANK A A LEVEL B | [26 empty] | SCT
426 |  |  |  |  | P&ID FOR DESAL. WATER SUPPLY SYSTEM | D00P-00GHC10-M05-0001 | PI | 1 | [27 empty] | VENDOR(WATER TREATMENT SUPPLIER) |  |  |  | 타사 공급 — Description 생략
427 |  |  |  |  | P&ID FOR DESAL. WATER SUPPLY SYSTEM | D00P-00GHC10-M05-0001 | LIT | 1 | DESALINATED WATER BUFFER TANK A B LEVEL A | [26 empty] | SCT
428 |  |  |  |  | P&ID FOR DESAL. WATER SUPPLY SYSTEM | D00P-00GHC10-M05-0001 | PDIT | 1 | SERVICE WATER SUPPLY PUMP A SUCTION DIFFERENTIAL PRESSURE | [26 empty] | SCT |  |  |  | [DESCRIPTION] 중간 심볼(SUCTION STRAINER)이 도면에 낱말로 없음 — 직접 입력 → 미처리
429 |  |  |  |  | P&ID FOR FGH & TCA COOLING SYSTEM UNIT 11 | D00P-11LAC10-M05-0001 | FIT | 4 | TO CONDENSER DISCHARGE FLOW TRANSMITTER C | [26 empty] | SCT |  |  |  | 판정축 ① · 귀속 TO CONDENSER
430 |  |  |  |  | P&ID FOR FGH & TCA COOLING SYSTEM UNIT 11 | D00P-11LAC10-M05-0001 | FE | 4 | P / I FO FGH HEATING WATER PRESSURE CONTROL VALVE FLOW ELEMENT | [26 empty] | SCT |  |  |  | 판정축 ① · 귀속 P / I FO FGH HEATING WATER PRESSURE CONTROL VALVE
431 |  |  |  |  | P&ID FOR FGH & TCA COOLING SYSTEM UNIT 11 | D00P-11LAC10-M05-0001 | FE | 4 | TO CONDENSER DISCHARGE FLOW ELEMENT | [26 empty] | SCT |  |  |  | 판정축 ① · 귀속 TO CONDENSER
432 |  |  |  |  | P&ID FOR FGH & TCA COOLING SYSTEM UNIT 11 | D00P-11LAC10-M05-0001 | PDIT | 4 | UNIT #11 TCA COOLER COOLING WATER FLOW CONTROL VALVE DOWNSTREAM DENSITY B | [26 empty] | SCT
433 |  |  |  |  | P&ID FOR FGH & TCA COOLING SYSTEM UNIT 11 | D00P-11LAC10-M05-0001 | FIT | 4 | TO CONDENSER DISCHARGE FLOW TRANSMITTER B | [26 empty] | SCT |  |  |  | 판정축 ① · 귀속 TO CONDENSER
434 |  |  |  |  | P&ID FOR FGH & TCA COOLING SYSTEM UNIT 11 | D00P-11LAC10-M05-0001 | PIT | 4 | GT COMP. OUTLET CASING DISCHARGE PRESSURE TRANSMITTER | [26 empty] | SCT |  |  |  | 판정축 ③ · 귀속 GT COMP. OUTLET CASING→(다분기)
435 |  |  |  |  | P&ID FOR FGH & TCA COOLING SYSTEM UNIT 11 | D00P-11LAC10-M05-0001 | TIT | 4 | FROM GT FUEL GAS HEATER TO CONDENSATE DISCHARGE TEMPERATURE TRANSMITTER | [26 empty] | SCT |  |  |  | 판정축 ② · 귀속 GT FUEL GAS HEATER→CONDENSATE DISCHARGE
436 |  |  |  |  | P&ID FOR FGH & TCA COOLING SYSTEM UNIT 11 | D00P-11LAC10-M05-0001 | PIT | 4 | UNIT #11 FGH TCA COOLING GT FUEL GAS HEATER A INLET PRESSURE A | [26 empty] | SCT
437 |  |  |  |  | P&ID FOR FGH & TCA COOLING SYSTEM UNIT 11 | D00P-11LAC10-M05-0001 | FIT | 4 | TO CONDENSER DISCHARGE FLOW TRANSMITTER A | [26 empty] | SCT |  |  |  | 판정축 ① · 귀속 TO CONDENSER
438 |  |  |  |  | P&ID FOR FGH & TCA COOLING SYSTEM UNIT 11 | D00P-11LAC10-M05-0001 | PDIT | 4 | UNIT #11 FGH TCA COOLING P / I FO HP ECO INLET MODULATING VALVE DOWNSTREAM DENSITY B | [26 empty] | SCT
439 |  |  |  |  | P&ID FOR FGH & TCA COOLING SYSTEM UNIT 11 | D00P-11LAC10-M05-0001 | TIT | 4 | FEEDWATER PUMP HP DISCHARGE TEMPERATURE TRANSMITTER | [26 empty] | SCT |  |  |  | 판정축 ③ · 귀속 FEEDWATER PUMP HP DISCHARGE→(다분기)
440 |  |  |  |  | P&ID FOR FGH & TCA COOLING SYSTEM UNIT 11 | D00P-11LAC10-M05-0001 | TIT | 4 | TCA COOLER COOLING WATER FLOW CONTROL VALVE OUTLET TEMPERATURE TRANSMITTER B | [26 empty] | SCT |  |  |  | 판정축 ① · 귀속 TCA COOLER COOLING WATER FLOW CONTROL VALVE
441 |  |  |  |  | P&ID FOR FGH & TCA COOLING SYSTEM UNIT 11 | D00P-11LAC10-M05-0001 | FIT | 4 | GT COMP. OUTLET CASING DISCHARGE FLOW TRANSMITTER | [26 empty] | SCT |  |  |  | 판정축 ③ · 귀속 GT COMP. OUTLET CASING→(다분기)
442 |  |  |  |  | P&ID FOR FGH & TCA COOLING SYSTEM UNIT 11 | D00P-11LAC10-M05-0001 | PIT | 4 | UNIT #11 FGH TCA COOLING GT FUEL GAS HEATER A INLET PRESSURE B | [26 empty] | SCT
443 |  |  |  |  | P&ID FOR FGH & TCA COOLING SYSTEM UNIT 11 | D00P-11LAC10-M05-0001 | PDIT | 4 | UNIT #11 FGH TCA COOLING P / I FO HP ECO INLET MODULATING VALVE DOWNSTREAM DENSITY A | [26 empty] | SCT
444 |  |  |  |  | P&ID FOR FGH & TCA COOLING SYSTEM UNIT 11 | D00P-11LAC10-M05-0001 | TIT | 4 | TCA COOLER COOLING WATER FLOW CONTROL VALVE OUTLET TEMPERATURE TRANSMITTER A | [26 empty] | SCT |  |  |  | 판정축 ① · 귀속 TCA COOLER COOLING WATER FLOW CONTROL VALVE
445 |  |  |  |  | P&ID FOR FGH & TCA COOLING SYSTEM UNIT 11 | D00P-11LAC10-M05-0001 | FIT | 4 | UNIT #11 P / I FO FGH HEATING WATER PRESSURE CONTROL VALVE DOWNSTREAM FLOW B | [26 empty] | SCT
446 |  |  |  |  | P&ID FOR FGH & TCA COOLING SYSTEM UNIT 11 | D00P-11LAC10-M05-0001 | TIT | 4 | FROM HRSG #11 IP ECO OUTLET TO GT FUEL GAS HEATER TEMPERATURE TRANSMITTER | [26 empty] | SCT |  |  |  | 판정축 ② · 귀속 HRSG #11 IP ECO OUTLET→GT FUEL GAS HEATER
447 |  |  |  |  | P&ID FOR FGH & TCA COOLING SYSTEM UNIT 11 | D00P-11LAC10-M05-0001 | FIT | 4 | UNIT #11 P / I FO FGH HEATING WATER PRESSURE CONTROL VALVE DOWNSTREAM FLOW A | [26 empty] | SCT
448 |  |  |  |  | P&ID FOR FGH & TCA COOLING SYSTEM UNIT 11 | D00P-11LAC10-M05-0001 | PIT | 4 | UNIT #11 P / I FO FGH HEATING WATER PRESSURE CONTROL VALVE DOWNSTREAM PRESSURE | [26 empty] | SCT
449 |  |  |  |  | P&ID FOR FGH & TCA COOLING SYSTEM UNIT 11 | D00P-11LAC10-M05-0001 | PDIT | 4 | P / I FO FGH HEATING WATER PRESSURE CONTROL VALVE DIFFERENTIAL PRESSURE TRANSMITTER | [26 empty] | SCT |  |  |  | 판정축 ① · 귀속 P / I FO FGH HEATING WATER PRESSURE CONTROL VALVE
450 |  |  |  |  | P&ID FOR FGH & TCA COOLING SYSTEM UNIT 11 | D00P-11LAC10-M05-0001 | PDIT | 4 | UNIT #11 TCA COOLER COOLING WATER FLOW CONTROL VALVE DOWNSTREAM DENSITY A | [26 empty] | SCT
451 |  |  |  |  | P&ID FOR FUEL GAS SUPPLY SYSTEM (1 OF 3) | D00P-00EKG10-M05-0001 | LIT | 1 | FUEL GAS CONDENSATE DRAIN TANK LEVEL | [26 empty] | SCT
452 |  |  |  |  | P&ID FOR FUEL GAS SUPPLY SYSTEM (1 OF 3) | D00P-00EKG10-M05-0001 | TIT | 1 | EMERGENCY SHUTDOWN VALVE TEMPERATURE TRANSMITTER | [26 empty] | SCT |  |  |  | 판정축 ① · 귀속 EMERGENCY SHUTDOWN VALVE
453 |  |  |  |  | P&ID FOR FUEL GAS SUPPLY SYSTEM (1 OF 3) | D00P-00EKG10-M05-0001 | PIT | 1 | FUEL GAS SUPPLY EMERGENCY SHUTDOWN VALVE DOWNSTREAM PRESSURE | [26 empty] | SCT
454 |  |  |  |  | P&ID FOR FUEL GAS SUPPLY SYSTEM (2 OF 3) | D00P-00EKG10-M05-0002 | TIT | 1 | FROM METERING SYSTEM TO AUX. BOILER TO AUX PRESSURE REDUCING SATION B TEMPERATURE TRANSMITTER B | [26 empty] | SCT |  |  |  | 판정축 ② · 귀속 METERING SYSTEM TO AUX. BOILER→AUX PRESSURE REDUCING SATION B
455 |  |  |  |  | P&ID FOR FUEL GAS SUPPLY SYSTEM (2 OF 3) | D00P-00EKG10-M05-0002 | TIT | 1 | FROM METERING SYSTEM TO AUX. BOILER TO AUX PRESSURE REDUCING SATION B TEMPERATURE TRANSMITTER A | [26 empty] | SCT |  |  |  | 판정축 ② · 귀속 METERING SYSTEM TO AUX. BOILER→AUX PRESSURE REDUCING SATION B
456 |  |  |  |  | P&ID FOR FUEL GAS SUPPLY SYSTEM (2 OF 3) | D00P-00EKG10-M05-0002 | PIT | 1 | FUEL GAS SUPPLY AUX PRESSURE REDUCING SATION A INLET PRESSURE | [26 empty] | SCT
457 |  |  |  |  | P&ID FOR FUEL GAS SUPPLY SYSTEM (2 OF 3) | D00P-00EKG10-M05-0002 | PIT | 1 | FUEL GAS SUPPLY AUX PRESSURE REDUCING SATION B OUTLET PRESSURE | [26 empty] | SCT
458 |  |  |  |  | P&ID FOR FUEL GAS SUPPLY SYSTEM (3 OF 3) | D00P-00EKG10-M05-0003 | PIT | 1 | FUEL GAS SUPPLY PRESSURE REDUCING UNIT INLET PRESSURE | [26 empty] | SCT
459 |  |  |  |  | P&ID FOR FUEL GAS SUPPLY SYSTEM (3 OF 3) | D00P-00EKG10-M05-0003 | TIT | 1 | METERING STATION TO GT #11 DISCHARGE TEMPERATURE TRANSMITTER | [26 empty] | SCT |  |  |  | 판정축 ③ · 귀속 METERING STATION TO GT #11→(다분기)
460 |  |  |  |  | P&ID FOR FUEL OIL SUPPLY SYSTEM (1/2) | D00P-00EGD00-M05-0001 | PIT | 1 | FUEL OIL SUPPLY AIR ELIMINIMATOR A PRESSURE D | [26 empty] | SCT
461 |  |  |  |  | P&ID FOR FUEL OIL SUPPLY SYSTEM (1/2) | D00P-00EGD00-M05-0001 | FS | 1 | FUEL OIL SUPPLY FLOW | [26 empty] | SCT |  |  |  | [DESCRIPTION] 단위·계통·변수만 확정 — 중간 서술을 직접 입력 → 미처리
462 |  |  |  |  | P&ID FOR FUEL OIL SUPPLY SYSTEM (1/2) | D00P-00EGD00-M05-0001 | FE | 1 | AIR ELIMINIMATOR B FLOW ELEMENT | [26 empty] | SCT |  |  |  | 판정축 ① · 귀속 AIR ELIMINIMATOR B
463 |  |  |  |  | P&ID FOR FUEL OIL SUPPLY SYSTEM (1/2) | D00P-00EGD00-M05-0001 | PIT | 1 | FUEL OIL SUPPLY AIR ELIMINIMATOR A DISCHARGE PRESSURE C | [26 empty] | SCT
464 |  |  |  |  | P&ID FOR FUEL OIL SUPPLY SYSTEM (1/2) | D00P-00EGD00-M05-0001 | LIT | 1 | WASTE OIL TANK LEVEL | [26 empty] | SCT
465 |  |  |  |  | P&ID FOR FUEL OIL SUPPLY SYSTEM (1/2) | D00P-00EGD00-M05-0001 | FS | 1 | FUEL OIL UNLOADING PUMP C SUCTION FLOW A | [26 empty] | SCT
466 |  |  |  |  | P&ID FOR FUEL OIL SUPPLY SYSTEM (1/2) | D00P-00EGD00-M05-0001 | TIT | 1 | AIR ELIMINIMATOR B TEMPERATURE TRANSMITTER | [26 empty] | SCT |  |  |  | 판정축 ① · 귀속 AIR ELIMINIMATOR B
467 |  |  |  |  | P&ID FOR FUEL OIL SUPPLY SYSTEM (1/2) | D00P-00EGD00-M05-0001 | FE | 1 | AIR ELIMINIMATOR A FLOW ELEMENT | [26 empty] | SCT |  |  |  | 판정축 ① · 귀속 AIR ELIMINIMATOR A
468 |  |  |  |  | P&ID FOR FUEL OIL SUPPLY SYSTEM (1/2) | D00P-00EGD00-M05-0001 | PIT | 1 | FUEL OIL SUPPLY AIR ELIMINIMATOR A OUTLET PRESSURE A | [26 empty] | SCT
469 |  |  |  |  | P&ID FOR FUEL OIL SUPPLY SYSTEM (1/2) | D00P-00EGD00-M05-0001 | FS | 1 | FUEL OIL UNLOADING PUMP C SUCTION FLOW B | [26 empty] | SCT
470 |  |  |  |  | P&ID FOR FUEL OIL SUPPLY SYSTEM (1/2) | D00P-00EGD00-M05-0001 | TIT | 1 | AIR ELIMINIMATOR A TEMPERATURE TRANSMITTER | [26 empty] | SCT |  |  |  | 판정축 ① · 귀속 AIR ELIMINIMATOR A
471 |  |  |  |  | P&ID FOR FUEL OIL SUPPLY SYSTEM (1/2) | D00P-00EGD00-M05-0001 | PIT | 1 | FUEL OIL SUPPLY AIR ELIMINIMATOR A OUTLET PRESSURE B | [26 empty] | SCT
472 |  |  |  |  | P&ID FOR FUEL OIL SUPPLY SYSTEM (1/2) | D00P-00EGD00-M05-0001 | PDIT | 1 | FUEL OIL UNLOADING PUMP A DIFFERENTIAL PRESSURE TRANSMITTER B | [26 empty] | SCT |  |  |  | [DESCRIPTION] 중간 심볼(SUCTION STRAINER)이 도면에 낱말로 없음 — 직접 입력 → 미처리
473 |  |  |  |  | P&ID FOR FUEL OIL SUPPLY SYSTEM (1/2) | D00P-00EGD00-M05-0001 | PDIT | 1 | FUEL OIL UNLOADING PUMP A DIFFERENTIAL PRESSURE TRANSMITTER A | [26 empty] | SCT |  |  |  | [DESCRIPTION] 중간 심볼(SUCTION STRAINER)이 도면에 낱말로 없음 — 직접 입력 → 미처리
474 |  |  |  |  | P&ID FOR FUEL OIL SUPPLY SYSTEM (1/2) | D00P-00EGD00-M05-0001 | LIT | 1 | SLOP OIL TANK LEVEL TRANSMITTER | [26 empty] | SCT |  |  |  | 판정축 ① · 귀속 SLOP OIL TANK
475 |  |  |  |  | P&ID FOR FUEL OIL SUPPLY SYSTEM (1/2) | D00P-00EGD00-M05-0001 | PDIT | 1 | FUEL OIL UNLOADING PUMP A SUCTION DIFFERENTIAL PRESSURE A | [26 empty] | SCT |  |  |  | [DESCRIPTION] 중간 심볼(SUCTION STRAINER)이 도면에 낱말로 없음 — 직접 입력 → 미처리
476 |  |  |  |  | P&ID FOR FUEL OIL SUPPLY SYSTEM (2/2) | D00P-00EGD00-M05-0002 | PI | 1 | AUX FUEL OIL FORWARDING PUMP PRESSURE B | [26 empty] | VENDOR |  |  |  | [SCOPE] 벤더마크가 이 도면 NOTES 에 정의되지 않음 — 포함/제외 판단 → 미처리
477 |  |  |  |  | P&ID FOR FUEL OIL SUPPLY SYSTEM (2/2) | D00P-00EGD00-M05-0002 | PDIT | 1 | GT FUEL OIL FORWARDING PUMP B SUCTION DIFFERENTIAL PRESSURE | [26 empty] | SCT |  |  |  | [DESCRIPTION] 중간 심볼(SUCTION STRAINER)이 도면에 낱말로 없음 — 직접 입력 → 미처리
478 |  |  |  |  | P&ID FOR FUEL OIL SUPPLY SYSTEM (2/2) | D00P-00EGD00-M05-0002 | LIT | 1 | FUEL OIL STORAGE TANK A LEVEL TRANSMITTER A | [26 empty] | SCT |  |  |  | 판정축 ① · 귀속 FUEL OIL STORAGE TANK A
479 |  |  |  |  | P&ID FOR FUEL OIL SUPPLY SYSTEM (2/2) | D00P-00EGD00-M05-0002 | PI | 1 | AUX FUEL OIL FORWARDING PUMP PRESSURE C | [26 empty] | VENDOR |  |  |  | [SCOPE] 벤더마크가 이 도면 NOTES 에 정의되지 않음 — 포함/제외 판단 → 미처리
480 |  |  |  |  | P&ID FOR FUEL OIL SUPPLY SYSTEM (2/2) | D00P-00EGD00-M05-0002 | PI | 1 | AUX FUEL OIL FORWARDING PUMP PRESSURE D | [26 empty] | VENDOR |  |  |  | [SCOPE] 벤더마크가 이 도면 NOTES 에 정의되지 않음 — 포함/제외 판단 → 미처리
481 |  |  |  |  | P&ID FOR FUEL OIL SUPPLY SYSTEM (2/2) | D00P-00EGD00-M05-0002 | LI | 1 | FUEL OIL STORAGE TANK A LEVEL | [26 empty] | SCT
482 |  |  |  |  | P&ID FOR FUEL OIL SUPPLY SYSTEM (2/2) | D00P-00EGD00-M05-0002 | LI | 1 | FUEL OIL STORAGE TANK A LEVEL GAUGE | [26 empty] | SCT |  |  |  | 판정축 ① · 귀속 FUEL OIL STORAGE TANK A
483 |  |  |  |  | P&ID FOR FUEL OIL SUPPLY SYSTEM (2/2) | D00P-00EGD00-M05-0002 | PDIT | 1 | AUX FUEL OIL FORWARDING PUMP SUCTION DIFFERENTIAL PRESSURE C | [26 empty] | SCT |  |  |  | [DESCRIPTION] 중간 심볼(SUCTION STRAINER)이 도면에 낱말로 없음 — 직접 입력 → 미처리
484 |  |  |  |  | P&ID FOR FUEL OIL SUPPLY SYSTEM (2/2) | D00P-00EGD00-M05-0002 | PI | 1 | GT FUEL OIL FORWARDING PUMP PRESSURE D | [26 empty] | SCT
485 |  |  |  |  | P&ID FOR FUEL OIL SUPPLY SYSTEM (2/2) | D00P-00EGD00-M05-0002 | FE | 1 | AUX FUEL OIL FORWARDING PUMP DISCHARGE FLOW ELEMENT | [26 empty] | SCT
486 |  |  |  |  | P&ID FOR FUEL OIL SUPPLY SYSTEM (2/2) | D00P-00EGD00-M05-0002 | PIT | 1 | GT FUEL OIL FORWARDING PUMP DISCHARGE PRESSURE A | [26 empty] | SCT
487 |  |  |  |  | P&ID FOR FUEL OIL SUPPLY SYSTEM (2/2) | D00P-00EGD00-M05-0002 | PIT | 1 | GT#22 RETURN LINE DISCHARGE PRESSURE TRANSMITTER B | [26 empty] | SCT |  |  |  | 판정축 ③ · 귀속 GT#22 RETURN LINE→(다분기)
488 |  |  |  |  | P&ID FOR FUEL OIL SUPPLY SYSTEM (2/2) | D00P-00EGD00-M05-0002 | LIT | 1 | SLOP OIL TANK LEVEL TRANSMITTER | [26 empty] | SCT |  |  |  | 판정축 ① · 귀속 SLOP OIL TANK
489 |  |  |  |  | P&ID FOR FUEL OIL SUPPLY SYSTEM (2/2) | D00P-00EGD00-M05-0002 | PIT | 1 | GT FUEL OIL FORWARDING PUMP DISCHARGE PRESSURE B | [26 empty] | SCT
490 |  |  |  |  | P&ID FOR FUEL OIL SUPPLY SYSTEM (2/2) | D00P-00EGD00-M05-0002 | PI | 1 | GT FUEL OIL FORWARDING PUMP PRESSURE A | [26 empty] | VENDOR |  |  |  | [SCOPE] 벤더마크가 이 도면 NOTES 에 정의되지 않음 — 포함/제외 판단 → 미처리
491 |  |  |  |  | P&ID FOR FUEL OIL SUPPLY SYSTEM (2/2) | D00P-00EGD00-M05-0002 | PIT | 1 | GT#22 RETURN LINE DISCHARGE PRESSURE TRANSMITTER A | [26 empty] | SCT |  |  |  | 판정축 ③ · 귀속 GT#22 RETURN LINE→(다분기)
492 |  |  |  |  | P&ID FOR FUEL OIL SUPPLY SYSTEM (2/2) | D00P-00EGD00-M05-0002 | PI | 1 | AUX FUEL OIL FORWARDING PUMP PRESSURE E | [26 empty] | VENDOR |  |  |  | [SCOPE] 벤더마크가 이 도면 NOTES 에 정의되지 않음 — 포함/제외 판단 → 미처리
493 |  |  |  |  | P&ID FOR FUEL OIL SUPPLY SYSTEM (2/2) | D00P-00EGD00-M05-0002 | PDIT | 1 | GT FUEL OIL FORWARDING PUMP A SUCTION DIFFERENTIAL PRESSURE | [26 empty] | SCT |  |  |  | [DESCRIPTION] 중간 심볼(SUCTION STRAINER)이 도면에 낱말로 없음 — 직접 입력 → 미처리
494 |  |  |  |  | P&ID FOR FUEL OIL SUPPLY SYSTEM (2/2) | D00P-00EGD00-M05-0002 | TIT | 1 | FUEL OIL STORAGE TANK B TEMPERATURE | [26 empty] | SCT
495 |  |  |  |  | P&ID FOR FUEL OIL SUPPLY SYSTEM (2/2) | D00P-00EGD00-M05-0002 | PI | 1 | SLOP OIL TRANSFER PUMP PRESSURE B | [26 empty] | VENDOR |  |  |  | [SCOPE] 벤더마크가 이 도면 NOTES 에 정의되지 않음 — 포함/제외 판단 → 미처리
496 |  |  |  |  | P&ID FOR FUEL OIL SUPPLY SYSTEM (2/2) | D00P-00EGD00-M05-0002 | PDIT | 1 | GT FUEL OIL FORWARDING PUMP C SUCTION DIFFERENTIAL PRESSURE | [26 empty] | SCT |  |  |  | [DESCRIPTION] 중간 심볼(SUCTION STRAINER)이 도면에 낱말로 없음 — 직접 입력 → 미처리
497 |  |  |  |  | P&ID FOR FUEL OIL SUPPLY SYSTEM (2/2) | D00P-00EGD00-M05-0002 | LIT | 1 | FUEL OIL STORAGE TANK A LEVEL TRANSMITTER B | [26 empty] | SCT |  |  |  | 판정축 ① · 귀속 FUEL OIL STORAGE TANK A
498 |  |  |  |  | P&ID FOR FUEL OIL SUPPLY SYSTEM (2/2) | D00P-00EGD00-M05-0002 | FIT | 1 | AUX FUEL OIL FORWARDING PUMP DISCHARGE FLOW | [26 empty] | SCT
499 |  |  |  |  | P&ID FOR FUEL OIL SUPPLY SYSTEM (2/2) | D00P-00EGD00-M05-0002 | PI | 1 | AUX FUEL OIL FORWARDING PUMP PRESSURE A | [26 empty] | VENDOR |  |  |  | [SCOPE] 벤더마크가 이 도면 NOTES 에 정의되지 않음 — 포함/제외 판단 → 미처리
500 |  |  |  |  | P&ID FOR FUEL OIL SUPPLY SYSTEM (2/2) | D00P-00EGD00-M05-0002 | TIT | 1 | AUX FUEL OIL FORWARDING PUMP TEMPERATURE | [26 empty] | SCT
501 |  |  |  |  | P&ID FOR FUEL OIL SUPPLY SYSTEM (2/2) | D00P-00EGD00-M05-0002 | PI | 1 | GT FUEL OIL FORWARDING PUMP PRESSURE C | [26 empty] | VENDOR |  |  |  | [SCOPE] 벤더마크가 이 도면 NOTES 에 정의되지 않음 — 포함/제외 판단 → 미처리
502 |  |  |  |  | P&ID FOR FUEL OIL SUPPLY SYSTEM (2/2) | D00P-00EGD00-M05-0002 | PDIT | 1 | AUX FUEL OIL FORWARDING PUMP SUCTION DIFFERENTIAL PRESSURE B | [26 empty] | SCT |  |  |  | [DESCRIPTION] 중간 심볼(SUCTION STRAINER)이 도면에 낱말로 없음 — 직접 입력 → 미처리
503 |  |  |  |  | P&ID FOR FUEL OIL SUPPLY SYSTEM (2/2) | D00P-00EGD00-M05-0002 | PDIT | 1 | AUX FUEL OIL FORWARDING PUMP SUCTION DIFFERENTIAL PRESSURE A | [26 empty] | SCT |  |  |  | [DESCRIPTION] 중간 심볼(SUCTION STRAINER)이 도면에 낱말로 없음 — 직접 입력 → 미처리
504 |  |  |  |  | P&ID FOR FUEL OIL SUPPLY SYSTEM (2/2) | D00P-00EGD00-M05-0002 | LIT | 1 | FUEL OIL STORAGE TANK B LEVEL B | [26 empty] | SCT
505 |  |  |  |  | P&ID FOR FUEL OIL SUPPLY SYSTEM (2/2) | D00P-00EGD00-M05-0002 | TIT | 1 | GT FUEL OIL FORWARDING PUMP TEMPERATURE | [26 empty] | SCT
506 |  |  |  |  | P&ID FOR FUEL OIL SUPPLY SYSTEM (2/2) | D00P-00EGD00-M05-0002 | PI | 1 | SLOP OIL TRANSFER PUMP PRESSURE A | [26 empty] | VENDOR |  |  |  | [SCOPE] 벤더마크가 이 도면 NOTES 에 정의되지 않음 — 포함/제외 판단 → 미처리
507 |  |  |  |  | P&ID FOR FUEL OIL SUPPLY SYSTEM (2/2) | D00P-00EGD00-M05-0002 | LIT | 1 | FUEL OIL STORAGE TANK B LEVEL A | [26 empty] | SCT
508 |  |  |  |  | P&ID FOR FUEL OIL SUPPLY SYSTEM (2/2) | D00P-00EGD00-M05-0002 | PI | 1 | AUX FUEL OIL FORWARDING PUMP PRESSURE F | [26 empty] | VENDOR |  |  |  | [SCOPE] 벤더마크가 이 도면 NOTES 에 정의되지 않음 — 포함/제외 판단 → 미처리
509 |  |  |  |  | P&ID FOR FUEL OIL SUPPLY SYSTEM (2/2) | D00P-00EGD00-M05-0002 | TIT | 1 | FUEL OIL STORAGE TANK A TEMPERATURE | [26 empty] | SCT
510 |  |  |  |  | P&ID FOR FUEL OIL SUPPLY SYSTEM (2/2) | D00P-00EGD00-M05-0002 | PI | 1 | GT FUEL OIL FORWARDING PUMP PRESSURE B | [26 empty] | VENDOR |  |  |  | [SCOPE] 벤더마크가 이 도면 NOTES 에 정의되지 않음 — 포함/제외 판단 → 미처리
511 |  |  |  |  | P&ID FOR GT FLASH PIPE SYSTEM UNIT 11 | D00P-10LBG10-M05-0001 | LI | 2 | UNIT #11 GT FLASH PIPE TCA COOLER DOWNSTEAM PSV OUTLET LEVEL | [26 empty] | SCT
512 |  |  |  |  | P&ID FOR GT FUEL GAS SUPPLY SYSTEM | D00P-11EKG10-M05-0001 | TIT | 4 | FUEL GAS HEATER B TEMPERATURE TRANSMITTER | [26 empty] | SCT |  |  |  | 판정축 ① · 귀속 FUEL GAS HEATER B
513 |  |  |  |  | P&ID FOR GT FUEL GAS SUPPLY SYSTEM | D00P-11EKG10-M05-0001 | PIT | 4 | [27 empty] | VENDOR(GT SUPPLIER) |  |  |  | 타사 공급 — Description 생략
514 |  |  |  |  | P&ID FOR GT FUEL GAS SUPPLY SYSTEM | D00P-11EKG10-M05-0001 | TIT | 4 | GAS TURBINE#11 TEMPERATURE TRANSMITTER | [26 empty] | SCT |  |  |  | 판정축 ① · 귀속 GAS TURBINE#11
515 |  |  |  |  | P&ID FOR GT FUEL GAS SUPPLY SYSTEM | D00P-11EKG10-M05-0001 | PIT | 4 | UNIT #11 GT#11 FUEL GAS LAST CHANCE FILTER A DISCHARGE PRESSURE | [26 empty] | SCT
516 |  |  |  |  | P&ID FOR GT FUEL GAS SUPPLY SYSTEM | D00P-11EKG10-M05-0001 | PIT | 4 | [27 empty] | VENDOR(GT SUPPLIER) |  |  |  | 타사 공급 — Description 생략
517 |  |  |  |  | P&ID FOR GT FUEL GAS SUPPLY SYSTEM | D00P-11EKG10-M05-0001 | PIT | 4 | UNIT #11 GT FUEL GAS PERFORMANCE HEATER OUTLET PRESSURE | [26 empty] | VENDOR |  |  |  | [SCOPE] 벤더마크가 이 도면 NOTES 에 정의되지 않음 — 포함/제외 판단 → 미처리
518 |  |  |  |  | P&ID FOR GT FUEL GAS SUPPLY SYSTEM | D00P-11EKG10-M05-0001 | TIT | 4 | GT FUEL GAS TCV TEMPERATURE TRANSMITTER | [26 empty] | SCT |  |  |  | 판정축 ① · 귀속 GT FUEL GAS TCV
519 |  |  |  |  | P&ID FOR GT FUEL GAS SUPPLY SYSTEM | D00P-11EKG10-M05-0001 | PIT | 4 | UNIT #11 FUEL GAS HEATER B OUTLET PRESSURE | [26 empty] | VENDOR |  |  |  | [SCOPE] 벤더마크가 이 도면 NOTES 에 정의되지 않음 — 포함/제외 판단 → 미처리
520 |  |  |  |  | P&ID FOR GT FUEL GAS SUPPLY SYSTEM | D00P-11EKG10-M05-0001 | PIT | 4 | [27 empty] | VENDOR(GT SUPPLIER) |  |  |  | 타사 공급 — Description 생략
521 |  |  |  |  | P&ID FOR GT FUEL OIL SUPPLY SYSTEM | D00P-11EGD00-M05-0001 | PIT | 4 | UNIT #11 GT#11 FUEL OIL RETURN ORIFICE BYPASS VALVE DOWNSTREAM PRESSURE | [26 empty] | SCT
522 |  |  |  |  | P&ID FOR HP STEAM SYSTEM GROUP 10 | D00P-10LBA10-M05-0001 | TIT | 2 | 갈음검증 편집 1 | [26 empty] | SCT |  |  |  | [DESCRIPTION] 단위·계통·변수만 확정 — 중간 서술을 직접 입력 → 미처리
523 |  |  |  |  | P&ID FOR HP STEAM SYSTEM GROUP 10 | D00P-10LBA10-M05-0001 | TIT | 2 | 갈음검증 편집 2 | [26 empty] | SCT |  |  |  | [DESCRIPTION] 단위·계통·변수만 확정 — 중간 서술을 직접 입력 → 미처리
524 |  |  |  |  | P&ID FOR HP STEAM SYSTEM GROUP 10 | D00P-10LBA10-M05-0001 | TIT | 2 | 갈음검증 편집 3 | [26 empty] | SCT |  |  |  | [DESCRIPTION] 단위·계통·변수만 확정 — 중간 서술을 직접 입력 → 미처리
525 |  |  |  |  | P&ID FOR HP STEAM SYSTEM GROUP 10 | D00P-10LBA10-M05-0001 | TIT | 2 | 갈음검증 편집 4 | [26 empty] | SCT |  |  |  | [DESCRIPTION] 단위·계통·변수만 확정 — 중간 서술을 직접 입력 → 미처리
526 |  |  |  |  | P&ID FOR HP STEAM SYSTEM GROUP 10 | D00P-10LBA10-M05-0001 | PIT | 2 | 갈음검증 편집 5 | [26 empty] | SCT |  |  |  | [DESCRIPTION] 단위·계통·변수만 확정 — 중간 서술을 직접 입력 → 미처리
527 |  |  |  |  | P&ID FOR HP STEAM SYSTEM GROUP 10 | D00P-10LBA10-M05-0001 | TIT | 2 | UNIT #11 HP STEAM TEMPERATURE C | [26 empty] | SCT |  |  |  | [DESCRIPTION] 단위·계통·변수만 확정 — 중간 서술을 직접 입력 → 미처리
528 |  |  |  |  | P&ID FOR HP STEAM SYSTEM GROUP 10 | D00P-10LBA10-M05-0001 | TIT | 2 | UNIT #11 HP STEAM TEMPERATURE E | [26 empty] | SCT |  |  |  | [DESCRIPTION] 단위·계통·변수만 확정 — 중간 서술을 직접 입력 → 미처리
529 |  |  |  |  | P&ID FOR HP STEAM SYSTEM GROUP 10 | D00P-10LBA10-M05-0001 | TIT | 2 | UNIT #10 HP STEAM TEMPERATURE A | [26 empty] | SCT |  |  |  | [DESCRIPTION] 단위·계통·변수만 확정 — 중간 서술을 직접 입력 → 미처리
530 |  |  |  |  | P&ID FOR HP STEAM SYSTEM GROUP 10 | D00P-10LBA10-M05-0001 | TIT | 2 | UNIT #11 HP STEAM TEMPERATURE B | [26 empty] | SCT |  |  |  | [DESCRIPTION] 단위·계통·변수만 확정 — 중간 서술을 직접 입력 → 미처리
531 |  |  |  |  | P&ID FOR HP STEAM SYSTEM GROUP 10 | D00P-10LBA10-M05-0001 | PIT | 2 | UNIT #12 HP STEAM PRESSURE | [26 empty] | SCT |  |  |  | [DESCRIPTION] 단위·계통·변수만 확정 — 중간 서술을 직접 입력 → 미처리
532 |  |  |  |  | P&ID FOR HP STEAM SYSTEM GROUP 10 | D00P-10LBA10-M05-0001 | TIT | 2 | UNIT #12 HP STEAM TEMPERATURE C | [26 empty] | SCT |  |  |  | [DESCRIPTION] 단위·계통·변수만 확정 — 중간 서술을 직접 입력 → 미처리
533 |  |  |  |  | P&ID FOR HP STEAM SYSTEM GROUP 10 | D00P-10LBA10-M05-0001 | TIT | 2 | UNIT #12 HP STEAM TEMPERATURE A | [26 empty] | SCT |  |  |  | [DESCRIPTION] 단위·계통·변수만 확정 — 중간 서술을 직접 입력 → 미처리
534 |  |  |  |  | P&ID FOR HRH STEAM SYSTEM GROUP 10 | D00P-10LBC50-M05-0001 | TIT | 2 | UNIT #11 HRH STEAM TEMPERATURE D | [26 empty] | SCT |  |  |  | [DESCRIPTION] 단위·계통·변수만 확정 — 중간 서술을 직접 입력 → 미처리
535 |  |  |  |  | P&ID FOR HRH STEAM SYSTEM GROUP 10 | D00P-10LBC50-M05-0001 | TIT | 2 | UNIT #12 HRH STEAM TEMPERATURE C | [26 empty] | SCT |  |  |  | [DESCRIPTION] 단위·계통·변수만 확정 — 중간 서술을 직접 입력 → 미처리
536 |  |  |  |  | P&ID FOR HRH STEAM SYSTEM GROUP 10 | D00P-10LBC50-M05-0001 | TIT | 2 | UNIT #11 HRH STEAM TEMPERATURE A | [26 empty] | SCT |  |  |  | [DESCRIPTION] 단위·계통·변수만 확정 — 중간 서술을 직접 입력 → 미처리
537 |  |  |  |  | P&ID FOR HRH STEAM SYSTEM GROUP 10 | D00P-10LBC50-M05-0001 | PIT | 2 | UNIT #12 HRH STEAM PRESSURE A | [26 empty] | SCT |  |  |  | [DESCRIPTION] 단위·계통·변수만 확정 — 중간 서술을 직접 입력 → 미처리
538 |  |  |  |  | P&ID FOR HRH STEAM SYSTEM GROUP 10 | D00P-10LBC50-M05-0001 | TIT | 2 | UNIT #12 HRH STEAM TEMPERATURE D | [26 empty] | SCT |  |  |  | [DESCRIPTION] 단위·계통·변수만 확정 — 중간 서술을 직접 입력 → 미처리
539 |  |  |  |  | P&ID FOR HRH STEAM SYSTEM GROUP 10 | D00P-10LBC50-M05-0001 | TIT | 2 | UNIT #11 HRH STEAM TEMPERATURE C | [26 empty] | SCT |  |  |  | [DESCRIPTION] 단위·계통·변수만 확정 — 중간 서술을 직접 입력 → 미처리
540 |  |  |  |  | P&ID FOR HRH STEAM SYSTEM GROUP 10 | D00P-10LBC50-M05-0001 | TIT | 2 | UNIT #12 HRH STEAM TEMPERATURE A | [26 empty] | SCT |  |  |  | [DESCRIPTION] 단위·계통·변수만 확정 — 중간 서술을 직접 입력 → 미처리
541 |  |  |  |  | P&ID FOR HRH STEAM SYSTEM GROUP 10 | D00P-10LBC50-M05-0001 | TIT | 2 | UNIT #11 HRH STEAM TEMPERATURE B | [26 empty] | SCT |  |  |  | [DESCRIPTION] 단위·계통·변수만 확정 — 중간 서술을 직접 입력 → 미처리
542 |  |  |  |  | P&ID FOR HRH STEAM SYSTEM GROUP 10 | D00P-10LBC50-M05-0001 | TIT | 2 | UNIT #12 HRH STEAM TEMPERATURE B | [26 empty] | SCT |  |  |  | [DESCRIPTION] 단위·계통·변수만 확정 — 중간 서술을 직접 입력 → 미처리
543 |  |  |  |  | P&ID FOR HRH STEAM SYSTEM GROUP 10 | D00P-10LBC50-M05-0001 | PIT | 2 | UNIT #12 HRH STEAM PRESSURE B | [26 empty] | SCT |  |  |  | [DESCRIPTION] 단위·계통·변수만 확정 — 중간 서술을 직접 입력 → 미처리
544 |  |  |  |  | P&ID FOR HRSG BLOWDOWN SYSTEM UNIT 11 | D00P-11LCQ10-M05-0001 | PIT | 4 | UNIT #10 HRSG BLOWDOWN TRANSFER PUMP A DISCHARGE PRESSURE | [26 empty] | SCT
545 |  |  |  |  | P&ID FOR HRSG BLOWDOWN SYSTEM UNIT 11 | D00P-11LCQ10-M05-0001 | PIT | 4 | UNIT #10 HRSG BLOWDOWN TRANSFER PUMP B DISCHARGE PRESSURE | [26 empty] | SCT
546 |  |  |  |  | P&ID FOR HRSG BLOWDOWN SYSTEM UNIT 11 | D00P-11LCQ10-M05-0001 | PDIT | 4 | UNIT #10 HRSG BLOWDOWN TRANSFER PUMP A SUCTION DIFFERENTIAL PRESSURE | [26 empty] | SCT |  |  |  | [DESCRIPTION] 중간 심볼(SUCTION STRAINER)이 도면에 낱말로 없음 — 직접 입력 → 미처리
547 |  |  |  |  | P&ID FOR HRSG BLOWDOWN SYSTEM UNIT 11 | D00P-11LCQ10-M05-0001 | RO | 4 | UNIT #10 HRSG BLOWDOWN TANK RESTRICTION ORIFICE | [26 empty] | SCT
548 |  |  |  |  | P&ID FOR HRSG BLOWDOWN SYSTEM UNIT 11 | D00P-11LCQ10-M05-0001 | PDIT | 4 | UNIT #10 HRSG BLOWDOWN TRANSFER PUMP B SUCTION DIFFERENTIAL PRESSURE | [26 empty] | SCT |  |  |  | [DESCRIPTION] 중간 심볼(SUCTION STRAINER)이 도면에 낱말로 없음 — 직접 입력 → 미처리
549 |  |  |  |  | P&ID FOR HRSG FEEDWATER SYSTEM UNIT 11 | D00P-11LAB00-M05-0001 | FIT | 4 | UNIT #11 HRSG FEEDWATER MINIMUM FLOW TO CONDENSER A OUTLET FLOW A | [26 empty] | SCT
550 |  |  |  |  | P&ID FOR HRSG FEEDWATER SYSTEM UNIT 11 | D00P-11LAB00-M05-0001 | FE | 4 | UNIT #11 HRSG FEEDWATER BOILER FEED WATER PUMP FLOW ELEMENT B | [26 empty] | SCT
551 |  |  |  |  | P&ID FOR HRSG FEEDWATER SYSTEM UNIT 11 | D00P-11LAB00-M05-0001 | FIT | 4 | UNIT #11 HRSG FEEDWATER BOILER FEED WATER PUMP FLOW B | [26 empty] | SCT
552 |  |  |  |  | P&ID FOR HRSG FEEDWATER SYSTEM UNIT 11 | D00P-11LAB00-M05-0001 | FIT | 4 | UNIT #11 HRSG FEEDWATER MINIMUM FLOW TO CONDENSER A OUTLET FLOW B | [26 empty] | SCT
553 |  |  |  |  | P&ID FOR HRSG FEEDWATER SYSTEM UNIT 11 | D00P-11LAB00-M05-0001 | TIT | 4 | HRSG #11 LP DRUM DISCHARGE TEMPERATURE TRANSMITTER A | [26 empty] | SCT |  |  |  | 판정축 ③ · 귀속 HRSG #11 LP DRUM→(다분기)
554 |  |  |  |  | P&ID FOR HRSG FEEDWATER SYSTEM UNIT 11 | D00P-11LAB00-M05-0001 | PIT | 4 | UNIT #11 HRSG FEEDWATER BOILER FEED WATER PUMP DISCHARGE PRESSURE G | [26 empty] | SCT
555 |  |  |  |  | P&ID FOR HRSG FEEDWATER SYSTEM UNIT 11 | D00P-11LAB00-M05-0001 | FIT | 4 | UNIT #11 HRSG FEEDWATER BOILER FEED WATER PUMP FLOW D | [26 empty] | SCT
556 |  |  |  |  | P&ID FOR HRSG FEEDWATER SYSTEM UNIT 11 | D00P-11LAB00-M05-0001 | RO | 4 | UNIT #11 HRSG FEEDWATER BOILER FEED WATER PUMP A RESTRICTION ORIFICE | [26 empty] | SCT
557 |  |  |  |  | P&ID FOR HRSG FEEDWATER SYSTEM UNIT 11 | D00P-11LAB00-M05-0001 | FE | 4 | UNIT #11 HRSG FEEDWATER MINIMUM FLOW TO CONDENSER A OUTLET FLOW ELEMENT | [26 empty] | SCT
558 |  |  |  |  | P&ID FOR HRSG FEEDWATER SYSTEM UNIT 11 | D00P-11LAB00-M05-0001 | PIT | 4 | UNIT #11 HRSG FEEDWATER MINIMUM FLOW TO CONDENSER A OUTLET PRESSURE B | [26 empty] | SCT
559 |  |  |  |  | P&ID FOR HRSG FEEDWATER SYSTEM UNIT 11 | D00P-11LAB00-M05-0001 | PIT | 4 | UNIT #11 HRSG FEEDWATER BOILER FEED WATER PUMP DISCHARGE PRESSURE I | [26 empty] | SCT
560 |  |  |  |  | P&ID FOR HRSG FEEDWATER SYSTEM UNIT 11 | D00P-11LAB00-M05-0001 | TIT | 4 | UNIT #11 HRSG FEEDWATER BOILER FEED WATER PUMP TEMPERATURE B | [26 empty] | SCT
561 |  |  |  |  | P&ID FOR HRSG FEEDWATER SYSTEM UNIT 11 | D00P-11LAB00-M05-0001 | FE | 4 | UNIT #11 HRSG FEEDWATER BOILER FEED WATER PUMP FLOW ELEMENT C | [26 empty] | SCT
562 |  |  |  |  | P&ID FOR HRSG FEEDWATER SYSTEM UNIT 11 | D00P-11LAB00-M05-0001 | PIT | 4 | UNIT #11 HRSG FEEDWATER BOILER FEED WATER PUMP DISCHARGE PRESSURE H | [26 empty] | SCT
563 |  |  |  |  | P&ID FOR HRSG FEEDWATER SYSTEM UNIT 11 | D00P-11LAB00-M05-0001 | FIT | 4 | UNIT #11 HRSG FEEDWATER BOILER FEED WATER PUMP FLOW A | [26 empty] | SCT
564 |  |  |  |  | P&ID FOR HRSG FEEDWATER SYSTEM UNIT 11 | D00P-11LAB00-M05-0001 | RO | 4 | UNIT #11 HRSG FEEDWATER BOILER FEED WATER PUMP B RESTRICTION ORIFICE | [26 empty] | SCT
565 |  |  |  |  | P&ID FOR HRSG FEEDWATER SYSTEM UNIT 11 | D00P-11LAB00-M05-0001 | PIT | 4 | UNIT #11 HRSG FEEDWATER BOILER FEED WATER PUMP DISCHARGE PRESSURE F | [26 empty] | SCT
566 |  |  |  |  | P&ID FOR HRSG FEEDWATER SYSTEM UNIT 11 | D00P-11LAB00-M05-0001 | TIT | 4 | UNIT #11 HRSG FEEDWATER BOILER FEED WATER PUMP TEMPERATURE C | [26 empty] | SCT
567 |  |  |  |  | P&ID FOR HRSG FEEDWATER SYSTEM UNIT 11 | D00P-11LAB00-M05-0001 | TIT | 4 | UNIT #11 HRSG FEEDWATER BOILER FEED WATER PUMP TEMPERATURE A | [26 empty] | SCT
568 |  |  |  |  | P&ID FOR HRSG FEEDWATER SYSTEM UNIT 11 | D00P-11LAB00-M05-0001 | FE | 4 | UNIT #11 HRSG FEEDWATER BOILER FEED WATER PUMP FLOW ELEMENT A | [26 empty] | SCT
569 |  |  |  |  | P&ID FOR HRSG FEEDWATER SYSTEM UNIT 11 | D00P-11LAB00-M05-0001 | TIT | 4 | UNIT #11 HRSG FEEDWATER MINIMUM FLOW TO CONDENSER A TEMPERATURE C | [26 empty] | SCT
570 |  |  |  |  | P&ID FOR HRSG FEEDWATER SYSTEM UNIT 11 | D00P-11LAB00-M05-0001 | TIT | 4 | HRSG #11 LP DRUM DISCHARGE TEMPERATURE TRANSMITTER B | [26 empty] | SCT |  |  |  | 판정축 ③ · 귀속 HRSG #11 LP DRUM→(다분기)
571 |  |  |  |  | P&ID FOR HRSG FEEDWATER SYSTEM UNIT 11 | D00P-11LAB00-M05-0001 | FIT | 4 | UNIT #11 HRSG FEEDWATER BOILER FEED WATER PUMP FLOW F | [26 empty] | SCT
572 |  |  |  |  | P&ID FOR HRSG FEEDWATER SYSTEM UNIT 11 | D00P-11LAB00-M05-0001 | PIT | 4 | UNIT #11 HRSG FEEDWATER BOILER FEED WATER PUMP DISCHARGE PRESSURE J | [26 empty] | SCT
573 |  |  |  |  | P&ID FOR HRSG FEEDWATER SYSTEM UNIT 11 | D00P-11LAB00-M05-0001 | PIT | 4 | UNIT #11 HRSG FEEDWATER MINIMUM FLOW TO CONDENSER A OUTLET PRESSURE C | [26 empty] | SCT
574 |  |  |  |  | P&ID FOR HRSG FEEDWATER SYSTEM UNIT 11 | D00P-11LAB00-M05-0001 | PIT | 4 | UNIT #11 HRSG FEEDWATER BOILER FEED WATER PUMP DISCHARGE PRESSURE A | [26 empty] | SCT
575 |  |  |  |  | P&ID FOR HRSG FEEDWATER SYSTEM UNIT 11 | D00P-11LAB00-M05-0001 | PIT | 4 | UNIT #11 HRSG FEEDWATER MINIMUM FLOW TO CONDENSER B DISCHARGE PRESSURE A | [26 empty] | SCT
576 |  |  |  |  | P&ID FOR HRSG FEEDWATER SYSTEM UNIT 11 | D00P-11LAB00-M05-0001 | PIT | 4 | UNIT #11 HRSG FEEDWATER BOILER FEED WATER PUMP DISCHARGE PRESSURE C | [26 empty] | SCT
577 |  |  |  |  | P&ID FOR HRSG FEEDWATER SYSTEM UNIT 11 | D00P-11LAB00-M05-0001 | FIT | 4 | UNIT #11 HRSG FEEDWATER BOILER FEED WATER PUMP FLOW C | [26 empty] | SCT
578 |  |  |  |  | P&ID FOR HRSG FEEDWATER SYSTEM UNIT 11 | D00P-11LAB00-M05-0001 | PIT | 4 | UNIT #11 HRSG FEEDWATER BOILER FEED WATER PUMP DISCHARGE PRESSURE B | [26 empty] | SCT
579 |  |  |  |  | P&ID FOR HRSG FEEDWATER SYSTEM UNIT 11 | D00P-11LAB00-M05-0001 | FIT | 4 | UNIT #11 HRSG FEEDWATER BOILER FEED WATER PUMP FLOW E | [26 empty] | SCT
580 |  |  |  |  | P&ID FOR HRSG FEEDWATER SYSTEM UNIT 11 | D00P-11LAB00-M05-0001 | PIT | 4 | UNIT #11 HRSG FEEDWATER BOILER FEED WATER PUMP DISCHARGE PRESSURE E | [26 empty] | SCT
581 |  |  |  |  | P&ID FOR HRSG FEEDWATER SYSTEM UNIT 11 | D00P-11LAB00-M05-0001 | PIT | 4 | UNIT #11 HRSG FEEDWATER BOILER FEED WATER PUMP DISCHARGE PRESSURE D | [26 empty] | SCT
582 |  |  |  |  | P&ID FOR INSTRUMENT AIR DISTRIBUTION SYSTEM | D00P-10QFB10-M05-0001 | PIT | 2 | UNIT #11 INSTRUMENT AIR DISTRIBUTION FUEL GAS SYSTEM PRESSURE | [26 empty] | SCT
583 |  |  |  |  | P&ID FOR LP STEAM SYSTEM GROUP 10 | D00P-10LBA30-M05-0001 | FIT | 2 | [27 empty] | VENDOR(HRSG) |  |  |  | 타사 공급 — Description 생략
584 |  |  |  |  | P&ID FOR LP STEAM SYSTEM GROUP 10 | D00P-10LBA30-M05-0001 | FIT | 2 | [27 empty] | VENDOR(HRSG) |  |  |  | 타사 공급 — Description 생략
585 |  |  |  |  | P&ID FOR LP STEAM SYSTEM GROUP 10 | D00P-10LBA30-M05-0001 | LS | 2 | UNIT #10 LP STEAM TO CLEAN DRAIN TANK LEVEL HIGH HIGH A | [26 empty] | SCT |  |  |  | [DESCRIPTION] 후보에서 골랐으나 근거가 약함 — 확인 필요 → 미처리
586 |  |  |  |  | P&ID FOR LP STEAM SYSTEM GROUP 10 | D00P-10LBA30-M05-0001 | LS | 2 | UNIT #11 LP STEAM TO HRSG#11 BD TANK LEVEL HIGH B | [26 empty] | SCT |  |  |  | [DESCRIPTION] 후보에서 골랐으나 근거가 약함 — 확인 필요 → 미처리
587 |  |  |  |  | P&ID FOR LP STEAM SYSTEM GROUP 10 | D00P-10LBA30-M05-0001 | LS | 2 | UNIT #10 LP STEAM TO HRSG#12 BD TANK LEVEL HIGH | [26 empty] | SCT |  |  |  | [DESCRIPTION] 후보에서 골랐으나 근거가 약함 — 확인 필요 → 미처리
588 |  |  |  |  | P&ID FOR LP STEAM SYSTEM GROUP 10 | D00P-10LBA30-M05-0001 | LS | 2 | UNIT #12 LP STEAM TO HRSG#12 BD TANK LEVEL HIGH HIGH | [26 empty] | SCT |  |  |  | [DESCRIPTION] 후보에서 골랐으나 근거가 약함 — 확인 필요 → 미처리
589 |  |  |  |  | P&ID FOR LP STEAM SYSTEM GROUP 10 | D00P-10LBA30-M05-0001 | LS | 2 | UNIT #11 LP STEAM TO HRSG#11 BD TANK LEVEL HIGH A | [26 empty] | SCT |  |  |  | [DESCRIPTION] 후보에서 골랐으나 근거가 약함 — 확인 필요 → 미처리
590 |  |  |  |  | P&ID FOR LP STEAM SYSTEM GROUP 10 | D00P-10LBA30-M05-0001 | TIT | 2 | UNIT #11 LP STEAM TEMPERATURE | [26 empty] | SCT |  |  |  | [DESCRIPTION] 단위·계통·변수만 확정 — 중간 서술을 직접 입력 → 미처리
591 |  |  |  |  | P&ID FOR LP STEAM SYSTEM GROUP 10 | D00P-10LBA30-M05-0001 | FIT | 2 | [27 empty] | VENDOR(HRSG) |  |  |  | 타사 공급 — Description 생략
592 |  |  |  |  | P&ID FOR LP STEAM SYSTEM GROUP 10 | D00P-10LBA30-M05-0001 | LS | 2 | UNIT #11 LP STEAM TO HRSG#11 BD TANK LEVEL HIGH HIGH B | [26 empty] | SCT |  |  |  | [DESCRIPTION] 후보에서 골랐으나 근거가 약함 — 확인 필요 → 미처리
593 |  |  |  |  | P&ID FOR LP STEAM SYSTEM GROUP 10 | D00P-10LBA30-M05-0001 | FE | 2 | [27 empty] | VENDOR(HRSG) |  |  |  | 타사 공급 — Description 생략
594 |  |  |  |  | P&ID FOR LP STEAM SYSTEM GROUP 10 | D00P-10LBA30-M05-0001 | PDIT | 2 | [27 empty] | VENDOR(ST SUPPLIER) |  |  |  | 타사 공급 — Description 생략
595 |  |  |  |  | P&ID FOR LP STEAM SYSTEM GROUP 10 | D00P-10LBA30-M05-0001 | LS | 2 | UNIT #10 LP STEAM TO CLEAN DRAIN TANK LEVEL HIGH HIGH B | [26 empty] | SCT |  |  |  | [DESCRIPTION] 후보에서 골랐으나 근거가 약함 — 확인 필요 → 미처리
596 |  |  |  |  | P&ID FOR LP STEAM SYSTEM GROUP 10 | D00P-10LBA30-M05-0001 | PIT | 2 | UNIT #12 LP STEAM PRESSURE | [26 empty] | SCT |  |  |  | [DESCRIPTION] 단위·계통·변수만 확정 — 중간 서술을 직접 입력 → 미처리
597 |  |  |  |  | P&ID FOR LP STEAM SYSTEM GROUP 10 | D00P-10LBA30-M05-0001 | TIT | 2 | UNIT #12 LP STEAM TEMPERATURE | [26 empty] | SCT |  |  |  | [DESCRIPTION] 단위·계통·변수만 확정 — 중간 서술을 직접 입력 → 미처리
598 |  |  |  |  | P&ID FOR LP STEAM SYSTEM GROUP 10 | D00P-10LBA30-M05-0001 | FIT | 2 | [27 empty] | VENDOR(HRSG) |  |  |  | 타사 공급 — Description 생략
599 |  |  |  |  | P&ID FOR LP STEAM SYSTEM GROUP 10 | D00P-10LBA30-M05-0001 | FE | 2 | [27 empty] | VENDOR(HRSG) |  |  |  | 타사 공급 — Description 생략
600 |  |  |  |  | P&ID FOR LP STEAM SYSTEM GROUP 10 | D00P-10LBA30-M05-0001 | LS | 2 | UNIT #11 LP STEAM TO HRSG#11 BD TANK LEVEL HIGH HIGH A | [26 empty] | SCT |  |  |  | [DESCRIPTION] 후보에서 골랐으나 근거가 약함 — 확인 필요 → 미처리
601 |  |  |  |  | P&ID FOR LP STEAM SYSTEM GROUP 10 | D00P-10LBA30-M05-0001 | PIT | 2 | UNIT #11 LP STEAM PRESSURE | [26 empty] | SCT |  |  |  | [DESCRIPTION] 단위·계통·변수만 확정 — 중간 서술을 직접 입력 → 미처리
602 |  |  |  |  | P&ID FOR OILY WASTE WATER TRANSFER SYSTEM (1 OF 2) | D00P-00GMB10-M05-0001 | LS | 1 | BFP AREA OILY SUMP PUMP #11 LEVEL HIGH HIGH | [26 empty] | SCT |  |  |  | 맞닿은 신호 버블 3개 = 물리 기기 1개 (LSHH / LSH / LSL)
603 |  |  |  |  | P&ID FOR OILY WASTE WATER TRANSFER SYSTEM (1 OF 2) | D00P-00GMB10-M05-0001 | LS | 1 | AIR COMP LEVEL SWITCH | [26 empty] | SCT |  |  |  | 맞닿은 신호 버블 3개 = 물리 기기 1개 (LSHH / LSH / LSL) · 판정축 ① · 귀속 AIR COMP
604 |  |  |  |  | P&ID FOR OILY WASTE WATER TRANSFER SYSTEM (1 OF 2) | D00P-00GMB10-M05-0001 | LS | 1 | AREA OILY SUMP PUMP LEVEL HIGH HIGH | [26 empty] | SCT |  |  |  | 맞닿은 신호 버블 3개 = 물리 기기 1개 (LSHH / LSH / LSL)
605 |  |  |  |  | P&ID FOR OILY WASTE WATER TRANSFER SYSTEM (1 OF 2) | D00P-00GMB10-M05-0001 | LS | 1 | BFP AREA OILY SUMP PUMP #22 LEVEL HIGH HIGH A | [26 empty] | SCT |  |  |  | 맞닿은 신호 버블 3개 = 물리 기기 1개 (LSHH / LSH / LSL)
606 |  |  |  |  | P&ID FOR OILY WASTE WATER TRANSFER SYSTEM (1 OF 2) | D00P-00GMB10-M05-0001 | LS | 1 | BFP AREA OILY SUMP PUMP #22 LEVEL SWITCH | [26 empty] | SCT |  |  |  | 맞닿은 신호 버블 3개 = 물리 기기 1개 (LSHH / LSH / LSL) · 판정축 ① · 귀속 BFP AREA OILY SUMP PUMP #22
607 |  |  |  |  | P&ID FOR OILY WASTE WATER TRANSFER SYSTEM (1 OF 2) | D00P-00GMB10-M05-0001 | LS | 1 | BFP AREA OILY SUMP PUMP #22 LEVEL HIGH HIGH B | [26 empty] | SCT |  |  |  | 맞닿은 신호 버블 3개 = 물리 기기 1개 (LSHH / LSH / LSL)
608 |  |  |  |  | P&ID FOR OILY WASTE WATER TRANSFER SYSTEM (1 OF 2) | D00P-00GMB10-M05-0001 | LS | 1 | OILY WASTE WATER TRANSFER PUMP A LEVEL HIGH HIGH | [26 empty] | SCT |  |  |  | 맞닿은 신호 버블 3개 = 물리 기기 1개 (LSHH / LSH / LSL)
609 |  |  |  |  | P&ID FOR OILY WASTE WATER TRANSFER SYSTEM (1 OF 2) | D00P-00GMB10-M05-0001 | LS | 1 | OILY WASTE WATER TRANSFER PUMP #11 LEVEL HIGH HIGH | [26 empty] | SCT |  |  |  | 맞닿은 신호 버블 3개 = 물리 기기 1개 (LSHH / LSH / LSL)
610 |  |  |  |  | P&ID FOR OILY WASTE WATER TRANSFER SYSTEM (2 OF 2) | D00P-00GMB10-M05-0002 | LS | 1 | WORKSHOP & WAREHOUSE AREA OILY SUMP PUMP LEVEL SWITCH | [26 empty] | SCT |  |  |  | 맞닿은 신호 버블 3개 = 물리 기기 1개 (LSHH / LSH / LSL) · 판정축 ① · 귀속 WORKSHOP & WAREHOUSE AREA OILY SUMP PUMP
611 |  |  |  |  | P&ID FOR OILY WASTE WATER TRANSFER SYSTEM (2 OF 2) | D00P-00GMB10-M05-0002 | LS | 1 | ST TR & EDG AREA OILY SUMP PUMP #20 LEVEL HIGH HIGH A | [26 empty] | SCT |  |  |  | 맞닿은 신호 버블 3개 = 물리 기기 1개 (LSHH / LSH / LSL)
612 |  |  |  |  | P&ID FOR OILY WASTE WATER TRANSFER SYSTEM (2 OF 2) | D00P-00GMB10-M05-0002 | LS | 1 | BSDG AREA OILY SUMP PUMP LEVEL HIGH HIGH | [26 empty] | SCT |  |  |  | 맞닿은 신호 버블 3개 = 물리 기기 1개 (LSHH / LSH / LSL)
613 |  |  |  |  | P&ID FOR OILY WASTE WATER TRANSFER SYSTEM (2 OF 2) | D00P-00GMB10-M05-0002 | LS | 1 | ST TR & EDG AREA OILY SUMP PUMP #20 LEVEL HIGH HIGH B | [26 empty] | SCT |  |  |  | 맞닿은 신호 버블 3개 = 물리 기기 1개 (LSHH / LSH / LSL)
614 |  |  |  |  | P&ID FOR OILY WASTE WATER TRANSFER SYSTEM (2 OF 2) | D00P-00GMB10-M05-0002 | LS | 1 | ST TR & EDG AREA OILY SUMP PUMP #20 LEVEL SWITCH | [26 empty] | SCT |  |  |  | 맞닿은 신호 버블 3개 = 물리 기기 1개 (LSHH / LSH / LSL) · 판정축 ① · 귀속 ST TR & EDG AREA OILY SUMP PUMP #20
615 |  |  |  |  | P&ID FOR OILY WASTE WATER TRANSFER SYSTEM (2 OF 2) | D00P-00GMB10-M05-0002 | LS | 1 | OILY WASTE WATER TRANSFER COMPRESSOR LEVEL HIGH HIGH | [26 empty] | SCT |  |  |  | 맞닿은 신호 버블 3개 = 물리 기기 1개 (LSHH / LSH / LSL)
616 |  |  |  |  | P&ID FOR OILY WASTE WATER TRANSFER SYSTEM (2 OF 2) | D00P-00GMB10-M05-0002 | LS | 1 | AREA OILY SUMP PUMP #22 LEVEL HIGH HIGH | [26 empty] | SCT |  |  |  | 맞닿은 신호 버블 3개 = 물리 기기 1개 (LSHH / LSH / LSL)
617 |  |  |  |  | P&ID FOR POTABLE WATER SUPPLY SYSTEM | D00P-00GKB10-M05-0001 | PI | 1 | [27 empty] | VENDOR(PUMP VENDOR) |  |  |  | 타사 공급 — Description 생략
618 |  |  |  |  | P&ID FOR POTABLE WATER SUPPLY SYSTEM | D00P-00GKB10-M05-0001 | LI | 1 | POTABLE WATER STORAGE TANK LEVEL GAUGE | [26 empty] | SCT |  |  |  | 판정축 ① · 귀속 POTABLE WATER STORAGE TANK
619 |  |  |  |  | P&ID FOR POTABLE WATER SUPPLY SYSTEM | D00P-00GKB10-M05-0001 | PDIT | 1 | POTABLE WATER SUPPLY PUMP A SUCTION DIFFERENTIAL PRESSURE | [26 empty] | SCT |  |  |  | [DESCRIPTION] 중간 심볼(SUCTION STRAINER)이 도면에 낱말로 없음 — 직접 입력 → 미처리
620 |  |  |  |  | P&ID FOR POTABLE WATER SUPPLY SYSTEM | D00P-00GKB10-M05-0001 | PDIT | 1 | POTABLE WATER SUPPLY PUMP B SUCTION DIFFERENTIAL PRESSURE | [26 empty] | SCT |  |  |  | [DESCRIPTION] 중간 심볼(SUCTION STRAINER)이 도면에 낱말로 없음 — 직접 입력 → 미처리
621 |  |  |  |  | P&ID FOR POTABLE WATER SUPPLY SYSTEM | D00P-00GKB10-M05-0001 | RO | 1 | [27 empty] | VENDOR(PUMP VENDOR) |  |  |  | 타사 공급 — Description 생략
622 |  |  |  |  | P&ID FOR POTABLE WATER SUPPLY SYSTEM | D00P-00GKB10-M05-0001 | PIT | 1 | POTABLE WATER SUPPLY PUMP B DISCHARGE PRESSURE | [26 empty] | SCT
623 |  |  |  |  | P&ID FOR POTABLE WATER SUPPLY SYSTEM | D00P-00GKB10-M05-0001 | LIT | 1 | POTABLE WATER STORAGE TANK LEVEL B | [26 empty] | SCT
624 |  |  |  |  | P&ID FOR POTABLE WATER SUPPLY SYSTEM | D00P-00GKB10-M05-0001 | RO | 1 | [27 empty] | VENDOR(PUMP VENDOR) |  |  |  | 타사 공급 — Description 생략
625 |  |  |  |  | P&ID FOR POTABLE WATER SUPPLY SYSTEM | D00P-00GKB10-M05-0001 | LIT | 1 | POTABLE WATER STORAGE TANK LEVEL A | [26 empty] | SCT
626 |  |  |  |  | P&ID FOR POTABLE WATER SUPPLY SYSTEM | D00P-00GKB10-M05-0001 | PIT | 1 | POTABLE WATER SUPPLY PUMP A DISCHARGE PRESSURE | [26 empty] | SCT
627 |  |  |  |  | P&ID FOR SANITARY SEWER TRANSFER SYSTEM | D00P-00GQA10-M05-0001 | LS | 1 | BUILDING SANITARY SUMP PUMP SF FACILITIES OFFICE LEVEL HIGH HIGH A | [26 empty] | SCT |  |  |  | 맞닿은 신호 버블 3개 = 물리 기기 1개 (LSHH / LSH / LSL)
628 |  |  |  |  | P&ID FOR SANITARY SEWER TRANSFER SYSTEM | D00P-00GQA10-M05-0001 | LS | 1 | MAIN ELEC & CCR SANITARY SUMP PUMP LEVEL HIGH HIGH | [26 empty] | SCT |  |  |  | 맞닿은 신호 버블 3개 = 물리 기기 1개 (LSHH / LSH / LSL)
629 |  |  |  |  | P&ID FOR SANITARY SEWER TRANSFER SYSTEM | D00P-00GQA10-M05-0001 | LS | 1 | BUILDING SANITARY SUMP PUMP SF FACILITIES OFFICE LEVEL HIGH HIGH B | [26 empty] | SCT |  |  |  | 맞닿은 신호 버블 3개 = 물리 기기 1개 (LSHH / LSH / LSL)
630 |  |  |  |  | P&ID FOR SANITARY SEWER TRANSFER SYSTEM | D00P-00GQA10-M05-0001 | LS | 1 | MAIN ELEC & CCR SANITARY SUMP PUMP LEVEL SWITCH | [26 empty] | SCT |  |  |  | 맞닿은 신호 버블 3개 = 물리 기기 1개 (LSHH / LSH / LSL) · 판정축 ① · 귀속 MAIN ELEC & CCR SANITARY SUMP PUMP
631 |  |  |  |  | P&ID FOR SANITARY SEWER TRANSFER SYSTEM | D00P-00GQA10-M05-0001 | LS | 1 | SANITARY SUMP PUMP GATE HOUSE LEVEL HIGH HIGH | [26 empty] | SCT |  |  |  | 맞닿은 신호 버블 3개 = 물리 기기 1개 (LSHH / LSH / LSL)
632 |  |  |  |  | P&ID FOR SANITARY SEWER TRANSFER SYSTEM | D00P-00GQA10-M05-0001 | LS | 1 | SANITARY SUMP PUMP ADMIN BLDG LEVEL HIGH HIGH | [26 empty] | SCT |  |  |  | 맞닿은 신호 버블 3개 = 물리 기기 1개 (LSHH / LSH / LSL)
633 |  |  |  |  | P&ID FOR SEAWATER INTAKE SYSTEM (1 OF 3) | D00P-00PAB10-M05-0001 | PI | 1 | SEAWATER INTAKE EC & WT FEED PUMP B B PRESSURE | [26 empty] | SCT
634 |  |  |  |  | P&ID FOR SEAWATER INTAKE SYSTEM (1 OF 3) | D00P-00PAB10-M05-0001 | PIT | 1 | SEAWATER INTAKE EC & WT FEED PUMP B A DISCHARGE PRESSURE | [26 empty] | SCT
635 |  |  |  |  | P&ID FOR SEAWATER INTAKE SYSTEM (1 OF 3) | D00P-00PAB10-M05-0001 | PI | 1 | SEAWATER INTAKE EC & WT FEED PUMP B A PRESSURE | [26 empty] | SCT
636 |  |  |  |  | P&ID FOR SEAWATER INTAKE SYSTEM (1 OF 3) | D00P-00PAB10-M05-0001 | PIT | 1 | SEAWATER INTAKE CIRCULATING WATER PUMP A DISCHARGE PRESSURE | [26 empty] | SCT
637 |  |  |  |  | P&ID FOR SEAWATER INTAKE SYSTEM (1 OF 3) | D00P-00PAB10-M05-0001 | PIT | 1 | SEAWATER INTAKE CIRCULATING WATER PUMP B DISCHARGE PRESSURE | [26 empty] | SCT
638 |  |  |  |  | P&ID FOR SEAWATER INTAKE SYSTEM (1 OF 3) | D00P-00PAB10-M05-0001 | PIT | 1 | SEAWATER INTAKE EC & WT FEED PUMP B B DISCHARGE PRESSURE | [26 empty] | SCT
639 |  |  |  |  | P&ID FOR SEAWATER INTAKE SYSTEM (1 OF 3) | D00P-00PAB10-M05-0001 | PI | 1 | SEAWATER INTAKE CIRCULATING WATER PUMP B PRESSURE | [26 empty] | SCT
640 |  |  |  |  | P&ID FOR SEAWATER INTAKE SYSTEM (1 OF 3) | D00P-00PAB10-M05-0001 | PI | 1 | SEAWATER INTAKE AUXILIARY COOLING WATER PUMP A PRESSURE | [26 empty] | SCT
641 |  |  |  |  | P&ID FOR SEAWATER INTAKE SYSTEM (2 OF 3) | D00P-00PAB10-M05-0002 | PIT | 1 | SEAWATER INTAKE AUXILIARY COOLING WATER PUMP B A DISCHARGE PRESSURE | [26 empty] | SCT
642 |  |  |  |  | P&ID FOR SEAWATER INTAKE SYSTEM (2 OF 3) | D00P-00PAB10-M05-0002 | PIT | 1 | SEAWATER INTAKE AUXILIARY COOLING WATER PUMP B B DISCHARGE PRESSURE | [26 empty] | SCT
643 |  |  |  |  | P&ID FOR SEAWATER INTAKE SYSTEM (2 OF 3) | D00P-00PAB10-M05-0002 | PIT | 1 | SEAWATER INTAKE CIRCULATING WATER PUMP A DISCHARGE PRESSURE | [26 empty] | SCT
644 |  |  |  |  | P&ID FOR SEAWATER INTAKE SYSTEM (2 OF 3) | D00P-00PAB10-M05-0002 | PI | 1 | SEAWATER INTAKE AUXILIARY COOLING WATER PUMP A PRESSURE | [26 empty] | SCT
645 |  |  |  |  | P&ID FOR SEAWATER INTAKE SYSTEM (2 OF 3) | D00P-00PAB10-M05-0002 | PIT | 1 | SEAWATER INTAKE CIRCULATING WATER PUMP B DISCHARGE PRESSURE | [26 empty] | SCT
646 |  |  |  |  | P&ID FOR SEAWATER INTAKE SYSTEM (2 OF 3) | D00P-00PAB10-M05-0002 | PI | 1 | SEAWATER INTAKE CIRCULATING WATER PUMP A PRESSURE | [26 empty] | SCT
647 |  |  |  |  | P&ID FOR SEAWATER INTAKE SYSTEM (2 OF 3) | D00P-00PAB10-M05-0002 | PI | 1 | SEAWATER INTAKE AUXILIARY COOLING WATER PUMP B A PRESSURE | [26 empty] | SCT
648 |  |  |  |  | P&ID FOR SEAWATER INTAKE SYSTEM (2 OF 3) | D00P-00PAB10-M05-0002 | PI | 1 | SEAWATER INTAKE AUXILIARY COOLING WATER PUMP B B PRESSURE | [26 empty] | SCT
649 |  |  |  |  | P&ID FOR SEAWATER INTAKE SYSTEM (3 OF 3) | D00P-00PAB10-M05-0003 | PIT | 1 | SEAWATER INTAKE AUXILIARY COOLING WATER PUMP B DISCHARGE PRESSURE | [26 empty] | SCT
650 |  |  |  |  | P&ID FOR SEAWATER INTAKE SYSTEM (3 OF 3) | D00P-00PAB10-M05-0003 | PIT | 1 | EC & WT FEED WATER PUMP B DISCHARGE PRESSURE TRANSMITTER B | [26 empty] | SCT |  |  |  | 판정축 ③ · 귀속 EC & WT FEED WATER PUMP B→(다분기)
651 |  |  |  |  | P&ID FOR SEAWATER INTAKE SYSTEM (3 OF 3) | D00P-00PAB10-M05-0003 | PI | 1 | SEAWATER INTAKE EC & WT FEED PUMP A B PRESSURE | [26 empty] | SCT
652 |  |  |  |  | P&ID FOR SEAWATER INTAKE SYSTEM (3 OF 3) | D00P-00PAB10-M05-0003 | PIT | 1 | SEAWATER INTAKE EC & WT FEED PUMP A DISCHARGE PRESSURE | [26 empty] | SCT
653 |  |  |  |  | P&ID FOR SEAWATER INTAKE SYSTEM (3 OF 3) | D00P-00PAB10-M05-0003 | PIT | 1 | EC & WT FEED WATER PUMP B DISCHARGE PRESSURE TRANSMITTER A | [26 empty] | SCT |  |  |  | 판정축 ③ · 귀속 EC & WT FEED WATER PUMP B→(다분기)
654 |  |  |  |  | P&ID FOR SEAWATER INTAKE SYSTEM (3 OF 3) | D00P-00PAB10-M05-0003 | PI | 1 | SEAWATER INTAKE EC & WT FEED PUMP A A PRESSURE | [26 empty] | SCT
655 |  |  |  |  | P&ID FOR SERVICE WATER DISTRIBUTION SYSTEM (1 OF 2) | D00P-00GHB10-M05-0001 | PDIT | 1 | GT EVA COOLING WATER PUMP SUCTION DIFFERENTIAL PRESSURE A | [26 empty] | SCT |  |  |  | [DESCRIPTION] 중간 심볼(SUCTION STRAINER)이 도면에 낱말로 없음 — 직접 입력 → 미처리
656 |  |  |  |  | P&ID FOR SERVICE WATER DISTRIBUTION SYSTEM (1 OF 2) | D00P-00GHB10-M05-0001 | PDIT | 1 | GT EVA COOLING WATER PUMP SUCTION DIFFERENTIAL PRESSURE B | [26 empty] | SCT |  |  |  | [DESCRIPTION] 중간 심볼(SUCTION STRAINER)이 도면에 낱말로 없음 — 직접 입력 → 미처리
657 |  |  |  |  | P&ID FOR SERVICE WATER DISTRIBUTION SYSTEM (1 OF 2) | D00P-00GHB10-M05-0001 | LIT | 1 | WATER AND FIRE STORAGE TANK B LEVEL C | [26 empty] | SCT
658 |  |  |  |  | P&ID FOR SERVICE WATER DISTRIBUTION SYSTEM (1 OF 2) | D00P-00GHB10-M05-0001 | LI | 1 | WATER AND FIRE STORAGE TANK A LEVEL A | [26 empty] | SCT
659 |  |  |  |  | P&ID FOR SERVICE WATER DISTRIBUTION SYSTEM (1 OF 2) | D00P-00GHB10-M05-0001 | LI | 1 | WATER AND FIRE STORAGE TANK B LEVEL A | [26 empty] | SCT
660 |  |  |  |  | P&ID FOR SERVICE WATER DISTRIBUTION SYSTEM (1 OF 2) | D00P-00GHB10-M05-0001 | LIT | 1 | WATER AND FIRE STORAGE TANK B LEVEL B | [26 empty] | SCT
661 |  |  |  |  | P&ID FOR SERVICE WATER DISTRIBUTION SYSTEM (1 OF 2) | D00P-00GHB10-M05-0001 | PI | 1 | [27 empty] | VENDOR(PUMP VENDOR) |  |  |  | 타사 공급 — Description 생략
662 |  |  |  |  | P&ID FOR SERVICE WATER DISTRIBUTION SYSTEM (1 OF 2) | D00P-00GHB10-M05-0001 | PIT | 1 | GT #22 EVAP COOLER UNIT PRESSURE TRANSMITTER B | [26 empty] | SCT |  |  |  | 판정축 ① · 귀속 GT #22 EVAP COOLER UNIT
663 |  |  |  |  | P&ID FOR SERVICE WATER DISTRIBUTION SYSTEM (1 OF 2) | D00P-00GHB10-M05-0001 | LIT | 1 | WATER AND FIRE STORAGE TANK A LEVEL B | [26 empty] | SCT
664 |  |  |  |  | P&ID FOR SERVICE WATER DISTRIBUTION SYSTEM (1 OF 2) | D00P-00GHB10-M05-0001 | RO | 1 | GT #21 EVAP COOLER UNIT RESTRICTION ORIFICE | [26 empty] | SCT |  |  |  | 판정축 ① · 귀속 GT #21 EVAP COOLER UNIT
665 |  |  |  |  | P&ID FOR SERVICE WATER DISTRIBUTION SYSTEM (1 OF 2) | D00P-00GHB10-M05-0001 | PDIT | 1 | SERVICE WATER DISTRIBUTION 750MM GT #11 EVAP COOLER UNIT INLET DIFFERENTIAL PRESSURE | [26 empty] | SCT
666 |  |  |  |  | P&ID FOR SERVICE WATER DISTRIBUTION SYSTEM (1 OF 2) | D00P-00GHB10-M05-0001 | PI | 1 | [27 empty] | VENDOR(PUMP VENDOR) |  |  |  | 타사 공급 — Description 생략
667 |  |  |  |  | P&ID FOR SERVICE WATER DISTRIBUTION SYSTEM (1 OF 2) | D00P-00GHB10-M05-0001 | PI | 1 | [27 empty] | VENDOR(PUMP VENDOR) |  |  |  | 타사 공급 — Description 생략
668 |  |  |  |  | P&ID FOR SERVICE WATER DISTRIBUTION SYSTEM (1 OF 2) | D00P-00GHB10-M05-0001 | PI | 1 | [27 empty] | VENDOR(PUMP VENDOR) |  |  |  | 타사 공급 — Description 생략
669 |  |  |  |  | P&ID FOR SERVICE WATER DISTRIBUTION SYSTEM (1 OF 2) | D00P-00GHB10-M05-0001 | LIT | 1 | WATER AND FIRE STORAGE TANK A LEVEL C | [26 empty] | SCT
670 |  |  |  |  | P&ID FOR SERVICE WATER DISTRIBUTION SYSTEM (1 OF 2) | D00P-00GHB10-M05-0001 | PIT | 1 | GT #22 EVAP COOLER UNIT PRESSURE TRANSMITTER A | [26 empty] | SCT |  |  |  | 판정축 ① · 귀속 GT #22 EVAP COOLER UNIT
671 |  |  |  |  | P&ID FOR SERVICE WATER DISTRIBUTION SYSTEM (1 OF 2) | D00P-00GHB10-M05-0001 | PI | 1 | [27 empty] | VENDOR(PUMP VENDOR) |  |  |  | 타사 공급 — Description 생략
672 |  |  |  |  | P&ID FOR WASTE WATER TRANSFER SYSTEM (SEA WATER / STORM WATER) | D00P-00GMA10-M05-0001 | PI | 1 | [27 empty] | VENDOR(PUMP VENDOR) |  |  |  | 타사 공급 — Description 생략
673 |  |  |  |  | P&ID FOR WASTE WATER TRANSFER SYSTEM (SEA WATER / STORM WATER) | D00P-00GMA10-M05-0001 | PI | 1 | [27 empty] | VENDOR(PUMP VENDOR) |  |  |  | 타사 공급 — Description 생략
674 |  |  |  |  | P&ID FOR WASTE WATER TRANSFER SYSTEM (SEA WATER / STORM WATER) | D00P-00GMA10-M05-0001 | LS | 1 | WASTE WATER TRANSFER CONDENSER B LEVEL HIGH HIGH | [26 empty] | SCT |  |  |  | 맞닿은 신호 버블 3개 = 물리 기기 1개 (LSHH / LSH / LSL)
675 |  |  |  |  | P&ID FOR WASTE WATER TRANSFER SYSTEM (SEA WATER / STORM WATER) | D00P-00GMA10-M05-0001 | PI | 1 | [27 empty] | VENDOR(PUMP VENDOR) |  |  |  | 타사 공급 — Description 생략
676 |  |  |  |  | P&ID FOR WASTE WATER TRANSFER SYSTEM (SEA WATER / STORM WATER) | D00P-00GMA10-M05-0001 | LS | 1 | WASTE WATER TRANSFER CONDENSER D LEVEL HIGH HIGH | [26 empty] | SCT |  |  |  | 맞닿은 신호 버블 3개 = 물리 기기 1개 (LSHH / LSH / LSL)
677 |  |  |  |  | P&ID FOR WASTE WATER TRANSFER SYSTEM (SEA WATER / STORM WATER) | D00P-00GMA10-M05-0001 | PI | 1 | [27 empty] | VENDOR(PUMP VENDOR) |  |  |  | 타사 공급 — Description 생략
678 |  |  |  |  | P&ID FOR WASTE WATER TRANSFER SYSTEM (SEA WATER / STORM WATER) | D00P-00GMA10-M05-0001 | PI | 1 | [27 empty] | VENDOR(PUMP VENDOR) |  |  |  | 타사 공급 — Description 생략
679 |  |  |  |  | P&ID FOR WASTE WATER TRANSFER SYSTEM (SEA WATER / STORM WATER) | D00P-00GMA10-M05-0001 | PI | 1 | [27 empty] | VENDOR(PUMP VENDOR) |  |  |  | 타사 공급 — Description 생략
680 |  |  |  |  | P&ID FOR WASTE WATER TRANSFER SYSTEM (SEA WATER / STORM WATER) | D00P-00GMA10-M05-0001 | LS | 1 | CONDENSER AREA SEAWATER PUMP LEVEL SWITCH | [26 empty] | SCT |  |  |  | 맞닿은 신호 버블 3개 = 물리 기기 1개 (LSHH / LSH / LSL) · 판정축 ① · 귀속 CONDENSER AREA SEAWATER PUMP
681 |  |  |  |  | P&ID FOR CHEMICAL WASTE WATER TRANSFER SYSTEM | D00P-00GMA10-M05-0001 | PI | 1 | [27 empty] | VENDOR |  |  |  | 타사 공급 — Description 생략
682 |  |  |  |  | P&ID FOR CHEMICAL WASTE WATER TRANSFER SYSTEM | D00P-00GMA10-M05-0001 | PI | 1 | [27 empty] | VENDOR |  |  |  | 타사 공급 — Description 생략
683 |  |  |  |  | P&ID FOR CHEMICAL WASTE WATER TRANSFER SYSTEM | D00P-00GMA10-M05-0001 | PI | 1 | [27 empty] | VENDOR |  |  |  | 타사 공급 — Description 생략
684 |  |  |  |  | P&ID FOR CHEMICAL WASTE WATER TRANSFER SYSTEM | D00P-00GMA10-M05-0001 | PI | 1 | [27 empty] | VENDOR |  |  |  | 타사 공급 — Description 생략
685 |  |  |  |  | P&ID FOR CHEMICAL WASTE WATER TRANSFER SYSTEM | D00P-00GMA10-M05-0001 | PI | 1 | [27 empty] | VENDOR |  |  |  | 타사 공급 — Description 생략
686 |  |  |  |  | P&ID FOR CHEMICAL WASTE WATER TRANSFER SYSTEM | D00P-00GMA10-M05-0001 | PI | 1 | [27 empty] | VENDOR |  |  |  | 타사 공급 — Description 생략
687 |  |  |  |  | P&ID FOR CHEMICAL WASTE WATER TRANSFER SYSTEM | D00P-00GMA10-M05-0001 | PI | 1 | [27 empty] | VENDOR |  |  |  | 타사 공급 — Description 생략
688 |  |  |  |  | P&ID FOR CHEMICAL WASTE WATER TRANSFER SYSTEM | D00P-00GMA10-M05-0001 | PI | 1 | [27 empty] | VENDOR |  |  |  | 타사 공급 — Description 생략
689 |  |  |  |  | P&ID FOR CHEMICAL WASTE WATER TRANSFER SYSTEM | D00P-00GMA10-M05-0001 | PI | 1 | [27 empty] | VENDOR |  |  |  | 타사 공급 — Description 생략
690 |  |  |  |  | P&ID FOR CHEMICAL WASTE WATER TRANSFER SYSTEM | D00P-00GMA10-M05-0001 | PI | 1 | [27 empty] | VENDOR |  |  |  | 타사 공급 — Description 생략
691 |  |  |  |  | P&ID FOR CHEMICAL WASTE WATER TRANSFER SYSTEM | D00P-00GMA10-M05-0001 | PI | 1 | [27 empty] | VENDOR |  |  |  | 타사 공급 — Description 생략
692 |  |  |  |  | P&ID FOR CHEMICAL WASTE WATER TRANSFER SYSTEM | D00P-00GMA10-M05-0001 | PI | 1 | [27 empty] | VENDOR |  |  |  | 타사 공급 — Description 생략
693 |  |  |  |  | P&ID FOR CHEMICAL WASTE WATER TRANSFER SYSTEM | D00P-00GMA10-M05-0001 | PI | 1 | [27 empty] | VENDOR |  |  |  | 타사 공급 — Description 생략
694 |  |  |  |  | P&ID FOR CHEMICAL WASTE WATER TRANSFER SYSTEM | D00P-00GMA10-M05-0001 | PI | 1 | [27 empty] | VENDOR |  |  |  | 타사 공급 — Description 생략
695 |  |  |  |  | P&ID FOR CHEMICAL WASTE WATER TRANSFER SYSTEM | D00P-00GMA10-M05-0001 | PI | 1 | [27 empty] | VENDOR |  |  |  | 타사 공급 — Description 생략
696 |  |  |  |  | P&ID FOR CHEMICAL WASTE WATER TRANSFER SYSTEM | D00P-00GMA10-M05-0001 | PI | 1 | [27 empty] | VENDOR |  |  |  | 타사 공급 — Description 생략
697 |  |  |  |  | P&ID FOR CHEMICAL WASTE WATER TRANSFER SYSTEM | D00P-00GMA10-M05-0001 | PI | 1 | [27 empty] | VENDOR |  |  |  | 타사 공급 — Description 생략
698 |  |  |  |  | P&ID FOR CHEMICAL WASTE WATER TRANSFER SYSTEM | D00P-00GMA10-M05-0001 | PI | 1 | [27 empty] | VENDOR |  |  |  | 타사 공급 — Description 생략
699 |  |  |  |  | P&ID FOR CHEMICAL WASTE WATER TRANSFER SYSTEM | D00P-00GMA10-M05-0001 | PI | 1 | [27 empty] | VENDOR |  |  |  | 타사 공급 — Description 생략
700 |  |  |  |  | P&ID FOR CHEMICAL WASTE WATER TRANSFER SYSTEM | D00P-00GMA10-M05-0001 | PI | 1 | [27 empty] | VENDOR |  |  |  | 타사 공급 — Description 생략
701 |  |  |  |  | P&ID FOR CLEAN DRAIN SYSTEM FOR GROUP 10 | D00P-10LCM10-M05-0001 | PI | 2 | [27 empty] | VENDOR(PUMP VENDOR) |  |  |  | 타사 공급 — Description 생략
702 |  |  |  |  | P&ID FOR CLEAN DRAIN SYSTEM FOR GROUP 10 | D00P-10LCM10-M05-0001 | PI | 2 | [27 empty] | VENDOR(PUMP VENDOR) |  |  |  | 타사 공급 — Description 생략
703 |  |  |  |  | P&ID FOR CLEAN DRAIN SYSTEM FOR GROUP 10 | D00P-10LCM10-M05-0001 | PI | 2 | [27 empty] | VENDOR(PUMP VENDOR) |  |  |  | 타사 공급 — Description 생략
704 |  |  |  |  | P&ID FOR CLEAN DRAIN SYSTEM FOR GROUP 10 | D00P-10LCM10-M05-0001 | PI | 2 | [27 empty] | VENDOR(PUMP VENDOR) |  |  |  | 타사 공급 — Description 생략
705 |  |  |  |  | P&ID FOR CLOSED COOLING WATER SYSTEM GROUP 10 (1 OF 7) | D00P-10PGB10-M05-0001 | TIT | 2 | UNIT #10 CCW HEAT EXCHANGER C TEMPERATURE D | [26 empty] | SCT
706 |  |  |  |  | P&ID FOR CONDENSATE SYSTEM GROUP 10 (1 OF 2) | D00P-10LCA10-M05-0001 | PI | 2 | [27 empty] | VENDOR(CEP SUPPLIER) |  |  |  | 타사 공급 — Description 생략
707 |  |  |  |  | P&ID FOR CONDENSATE SYSTEM GROUP 10 (1 OF 2) | D00P-10LCA10-M05-0001 | PDIT | 2 | [27 empty] | VENDOR(CEP SUPPLIER) |  |  |  | 타사 공급 — Description 생략
708 |  |  |  |  | P&ID FOR CONDENSATE SYSTEM GROUP 10 (1 OF 2) | D00P-10LCA10-M05-0001 | PI | 2 | [27 empty] | VENDOR(CONDENSER SUPPLIER) |  |  |  | 타사 공급 — Description 생략
709 |  |  |  |  | P&ID FOR CONDENSATE SYSTEM GROUP 10 (1 OF 2) | D00P-10LCA10-M05-0001 | PDIT | 2 | [27 empty] | VENDOR(CEP SUPPLIER) |  |  |  | 타사 공급 — Description 생략
710 |  |  |  |  | P&ID FOR CONDENSATE SYSTEM GROUP 10 (1 OF 2) | D00P-10LCA10-M05-0001 | PI | 2 | [27 empty] | VENDOR(CONDENSER SUPPLIER) |  |  |  | 타사 공급 — Description 생략
711 |  |  |  |  | P&ID FOR CONDENSATE SYSTEM GROUP 10 (1 OF 2) | D00P-10LCA10-M05-0001 | PI | 2 | [27 empty] | VENDOR(CEP SUPPLIER) |  |  |  | 타사 공급 — Description 생략
712 |  |  |  |  | P&ID FOR CONDENSATE SYSTEM GROUP 10 (1 OF 2) | D00P-10LCA10-M05-0001 | LI | 2 | [27 empty] | VENDOR(CONDENSER SUPPLIER) |  |  |  | 타사 공급 — Description 생략
713 |  |  |  |  | P&ID FOR CONDENSATE SYSTEM GROUP 10 (1 OF 2) | D00P-10LCA10-M05-0001 | PIT | 2 | [27 empty] | VENDOR(ST SUPPLIER) |  |  |  | 타사 공급 — Description 생략
714 |  |  |  |  | P&ID FOR CONDENSATE SYSTEM GROUP 10 (1 OF 2) | D00P-10LCA10-M05-0001 | PIT | 2 | [27 empty] | VENDOR(ST SUPPLIER) |  |  |  | 타사 공급 — Description 생략
715 |  |  |  |  | P&ID FOR CONDENSATE SYSTEM GROUP 10 (1 OF 2) | D00P-10LCA10-M05-0001 | TI | 2 | [27 empty] | VENDOR(CONDENSER SUPPLIER) |  |  |  | 타사 공급 — Description 생략
716 |  |  |  |  | P&ID FOR CONDENSATE SYSTEM GROUP 10 (1 OF 2) | D00P-10LCA10-M05-0001 | PI | 2 | [27 empty] | VENDOR(CEP SUPPLIER) |  |  |  | 타사 공급 — Description 생략
717 |  |  |  |  | P&ID FOR CONDENSATE SYSTEM GROUP 10 (1 OF 2) | D00P-10LCA10-M05-0001 | PDIT | 2 | [27 empty] | VENDOR(CEP SUPPLIER) |  |  |  | 타사 공급 — Description 생략
718 |  |  |  |  | P&ID FOR CONDENSATE SYSTEM GROUP 10 (1 OF 2) | D00P-10LCA10-M05-0001 | PIT | 2 | [27 empty] | VENDOR(ST SUPPLIER) |  |  |  | 타사 공급 — Description 생략
719 |  |  |  |  | P&ID FOR CRH STEAM SYSTEM GROUP 10 | D00P-10LBC40-M05-0001 | TIT | 2 | [27 empty] | VENDOR(ST SUPPLIER) |  |  |  | 타사 공급 — Description 생략
720 |  |  |  |  | P&ID FOR CRH STEAM SYSTEM GROUP 10 | D00P-10LBC40-M05-0001 | TIT | 2 | [27 empty] | VENDOR(ST SUPPLIER) |  |  |  | 타사 공급 — Description 생략
721 |  |  |  |  | P&ID FOR CRH STEAM SYSTEM GROUP 10 | D00P-10LBC40-M05-0001 | PIT | 2 | [27 empty] | VENDOR(ST SUPPLIER) |  |  |  | 타사 공급 — Description 생략
722 |  |  |  |  | P&ID FOR CRH STEAM SYSTEM GROUP 10 | D00P-10LBC40-M05-0001 | TW | 2 | [27 empty] | VENDOR(ST SUPPLIER) |  |  |  | 타사 공급 — Description 생략
723 |  |  |  |  | P&ID FOR CRH STEAM SYSTEM GROUP 10 | D00P-10LBC40-M05-0001 | TIT | 2 | [27 empty] | VENDOR(ST SUPPLIER) |  |  |  | 타사 공급 — Description 생략
724 |  |  |  |  | P&ID FOR CRH STEAM SYSTEM GROUP 10 | D00P-10LBC40-M05-0001 | TW | 2 | [27 empty] | VENDOR(ST SUPPLIER) |  |  |  | 타사 공급 — Description 생략
725 |  |  |  |  | P&ID FOR CRH STEAM SYSTEM GROUP 10 | D00P-10LBC40-M05-0001 | TIT | 2 | [27 empty] | VENDOR(ST SUPPLIER) |  |  |  | 타사 공급 — Description 생략
726 |  |  |  |  | P&ID FOR CRH STEAM SYSTEM GROUP 10 | D00P-10LBC40-M05-0001 | PIT | 2 | [27 empty] | VENDOR(ST SUPPLIER) |  |  |  | 타사 공급 — Description 생략
727 |  |  |  |  | P&ID FOR CRH STEAM SYSTEM GROUP 10 | D00P-10LBC40-M05-0001 | TW | 2 | [27 empty] | VENDOR(ST SUPPLIER) |  |  |  | 타사 공급 — Description 생략
728 |  |  |  |  | P&ID FOR CRH STEAM SYSTEM GROUP 10 | D00P-10LBC40-M05-0001 | TW | 2 | [27 empty] | VENDOR(ST SUPPLIER) |  |  |  | 타사 공급 — Description 생략
729 |  |  |  |  | P&ID FOR DESAL. WATER SUPPLY SYSTEM | D00P-00GHC10-M05-0001 | RO | 1 | [27 empty] | VENDOR(WATER TREATMENT SUPPLIER) |  |  |  | 타사 공급 — Description 생략
730 |  |  |  |  | P&ID FOR DESAL. WATER SUPPLY SYSTEM | D00P-00GHC10-M05-0001 | RO | 1 | [27 empty] | VENDOR(WATER TREATMENT SUPPLIER) |  |  |  | 타사 공급 — Description 생략
731 |  |  |  |  | P&ID FOR DESAL. WATER SUPPLY SYSTEM | D00P-00GHC10-M05-0001 | PI | 1 | [27 empty] | VENDOR(WATER TREATMENT SUPPLIER) |  |  |  | 타사 공급 — Description 생략
732 |  |  |  |  | P&ID FOR DESAL. WATER SUPPLY SYSTEM | D00P-00GHC10-M05-0001 | PI | 1 | [27 empty] | VENDOR(WATER TREATMENT SUPPLIER) |  |  |  | 타사 공급 — Description 생략
733 |  |  |  |  | P&ID FOR FUEL OIL SUPPLY SYSTEM (1/2) | D00P-00EGD00-M05-0001 | PI | 1 | [27 empty] | VENDOR(FUEL OIL PUMP SUPPLIER) |  |  |  | 타사 공급 — Description 생략
734 |  |  |  |  | P&ID FOR FUEL OIL SUPPLY SYSTEM (1/2) | D00P-00EGD00-M05-0001 | PI | 1 | [27 empty] | VENDOR(FUEL OIL PUMP SUPPLIER) |  |  |  | 타사 공급 — Description 생략
735 |  |  |  |  | P&ID FOR FUEL OIL SUPPLY SYSTEM (1/2) | D00P-00EGD00-M05-0001 | PI | 1 | [27 empty] | VENDOR(FUEL OIL PUMP SUPPLIER) |  |  |  | 타사 공급 — Description 생략
736 |  |  |  |  | P&ID FOR FUEL OIL SUPPLY SYSTEM (1/2) | D00P-00EGD00-M05-0001 | PI | 1 | [27 empty] | VENDOR(FUEL OIL PUMP SUPPLIER) |  |  |  | 타사 공급 — Description 생략
737 |  |  |  |  | P&ID FOR FUEL OIL SUPPLY SYSTEM (1/2) | D00P-00EGD00-M05-0001 | PI | 1 | [27 empty] | VENDOR(FUEL OIL PUMP SUPPLIER) |  |  |  | 타사 공급 — Description 생략
738 |  |  |  |  | P&ID FOR FUEL OIL SUPPLY SYSTEM (1/2) | D00P-00EGD00-M05-0001 | PI | 1 | [27 empty] | VENDOR(FUEL OIL PUMP SUPPLIER) |  |  |  | 타사 공급 — Description 생략
739 |  |  |  |  | P&ID FOR FUEL OIL SUPPLY SYSTEM (1/2) | D00P-00EGD00-M05-0001 | PI | 1 | [27 empty] | VENDOR(FUEL OIL PUMP SUPPLIER) |  |  |  | 타사 공급 — Description 생략
740 |  |  |  |  | P&ID FOR FUEL OIL SUPPLY SYSTEM (1/2) | D00P-00EGD00-M05-0001 | PI | 1 | [27 empty] | VENDOR(FUEL OIL PUMP SUPPLIER) |  |  |  | 타사 공급 — Description 생략
741 |  |  |  |  | P&ID FOR GT FUEL GAS SUPPLY SYSTEM | D00P-11EKG10-M05-0001 | TIT | 4 | [27 empty] | VENDOR(GT SUPPLIER) |  |  |  | 타사 공급 — Description 생략
742 |  |  |  |  | P&ID FOR HP STEAM SYSTEM GROUP 10 | D00P-10LBA10-M05-0001 | FIT | 2 | [27 empty] | VENDOR(HRSG) |  |  |  | 타사 공급 — Description 생략
743 |  |  |  |  | P&ID FOR HP STEAM SYSTEM GROUP 10 | D00P-10LBA10-M05-0001 | PIT | 2 | [27 empty] | VENDOR(HRSG) |  |  |  | 타사 공급 — Description 생략
744 |  |  |  |  | P&ID FOR HP STEAM SYSTEM GROUP 10 | D00P-10LBA10-M05-0001 | FIT | 2 | [27 empty] | VENDOR(HRSG) |  |  |  | 타사 공급 — Description 생략
745 |  |  |  |  | P&ID FOR HP STEAM SYSTEM GROUP 10 | D00P-10LBA10-M05-0001 | TIT | 2 | [27 empty] | VENDOR(HRSG) |  |  |  | 타사 공급 — Description 생략
746 |  |  |  |  | P&ID FOR HP STEAM SYSTEM GROUP 10 | D00P-10LBA10-M05-0001 | PIT | 2 | [27 empty] | VENDOR(ST SUPPLIER) |  |  |  | 타사 공급 — Description 생략
747 |  |  |  |  | P&ID FOR HP STEAM SYSTEM GROUP 10 | D00P-10LBA10-M05-0001 | FE | 2 | [27 empty] | VENDOR(HRSG) |  |  |  | 타사 공급 — Description 생략
748 |  |  |  |  | P&ID FOR HP STEAM SYSTEM GROUP 10 | D00P-10LBA10-M05-0001 | TW | 2 | [27 empty] | VENDOR(ST SUPPLIER) |  |  |  | 타사 공급 — Description 생략
749 |  |  |  |  | P&ID FOR HP STEAM SYSTEM GROUP 10 | D00P-10LBA10-M05-0001 | TW | 2 | [27 empty] | VENDOR(ST SUPPLIER) |  |  |  | 타사 공급 — Description 생략
750 |  |  |  |  | P&ID FOR HP STEAM SYSTEM GROUP 10 | D00P-10LBA10-M05-0001 | TIT | 2 | [27 empty] | VENDOR(HRSG) |  |  |  | 타사 공급 — Description 생략
751 |  |  |  |  | P&ID FOR HP STEAM SYSTEM GROUP 10 | D00P-10LBA10-M05-0001 | PIT | 2 | [27 empty] | VENDOR(ST SUPPLIER) |  |  |  | 타사 공급 — Description 생략
752 |  |  |  |  | P&ID FOR HP STEAM SYSTEM GROUP 10 | D00P-10LBA10-M05-0001 | TW | 2 | [27 empty] | VENDOR(ST SUPPLIER) |  |  |  | 타사 공급 — Description 생략
753 |  |  |  |  | P&ID FOR HP STEAM SYSTEM GROUP 10 | D00P-10LBA10-M05-0001 | TW | 2 | [27 empty] | VENDOR(ST SUPPLIER) |  |  |  | 타사 공급 — Description 생략
754 |  |  |  |  | P&ID FOR HP STEAM SYSTEM GROUP 10 | D00P-10LBA10-M05-0001 | TIT | 2 | [27 empty] | VENDOR(HRSG) |  |  |  | 타사 공급 — Description 생략
755 |  |  |  |  | P&ID FOR HP STEAM SYSTEM GROUP 10 | D00P-10LBA10-M05-0001 | PIT | 2 | [27 empty] | VENDOR(ST SUPPLIER) |  |  |  | 타사 공급 — Description 생략
756 |  |  |  |  | P&ID FOR HP STEAM SYSTEM GROUP 10 | D00P-10LBA10-M05-0001 | FIT | 2 | [27 empty] | VENDOR(HRSG) |  |  |  | 타사 공급 — Description 생략
757 |  |  |  |  | P&ID FOR HP STEAM SYSTEM GROUP 10 | D00P-10LBA10-M05-0001 | PIT | 2 | [27 empty] | VENDOR(HRSG) |  |  |  | 타사 공급 — Description 생략
758 |  |  |  |  | P&ID FOR HP STEAM SYSTEM GROUP 10 | D00P-10LBA10-M05-0001 | TIT | 2 | [27 empty] | VENDOR(ST SUPPLIER) |  |  |  | 타사 공급 — Description 생략
759 |  |  |  |  | P&ID FOR HP STEAM SYSTEM GROUP 10 | D00P-10LBA10-M05-0001 | TIT | 2 | [27 empty] | VENDOR(HRSG) |  |  |  | 타사 공급 — Description 생략
760 |  |  |  |  | P&ID FOR HP STEAM SYSTEM GROUP 10 | D00P-10LBA10-M05-0001 | TIT | 2 | [27 empty] | VENDOR(ST SUPPLIER) |  |  |  | 타사 공급 — Description 생략
761 |  |  |  |  | P&ID FOR HP STEAM SYSTEM GROUP 10 | D00P-10LBA10-M05-0001 | FIT | 2 | [27 empty] | VENDOR(HRSG) |  |  |  | 타사 공급 — Description 생략
762 |  |  |  |  | P&ID FOR HP STEAM SYSTEM GROUP 10 | D00P-10LBA10-M05-0001 | FE | 2 | [27 empty] | VENDOR(HRSG) |  |  |  | 타사 공급 — Description 생략
763 |  |  |  |  | P&ID FOR HP STEAM SYSTEM GROUP 10 | D00P-10LBA10-M05-0001 | TIT | 2 | [27 empty] | VENDOR(ST SUPPLIER) |  |  |  | 타사 공급 — Description 생략
764 |  |  |  |  | P&ID FOR HP STEAM SYSTEM GROUP 10 | D00P-10LBA10-M05-0001 | TIT | 2 | [27 empty] | VENDOR(HRSG) |  |  |  | 타사 공급 — Description 생략
765 |  |  |  |  | P&ID FOR HP STEAM SYSTEM GROUP 10 | D00P-10LBA10-M05-0001 | PIT | 2 | [27 empty] | VENDOR(HRSG) |  |  |  | 타사 공급 — Description 생략
766 |  |  |  |  | P&ID FOR HP STEAM SYSTEM GROUP 10 | D00P-10LBA10-M05-0001 | PIT | 2 | [27 empty] | VENDOR(HRSG) |  |  |  | 타사 공급 — Description 생략
767 |  |  |  |  | P&ID FOR HP STEAM SYSTEM GROUP 10 | D00P-10LBA10-M05-0001 | TIT | 2 | [27 empty] | VENDOR(HRSG) |  |  |  | 타사 공급 — Description 생략
768 |  |  |  |  | P&ID FOR HRH STEAM SYSTEM GROUP 10 | D00P-10LBC50-M05-0001 | TW | 2 | [27 empty] | VENDOR(ST SUPPLIER) |  |  |  | 타사 공급 — Description 생략
769 |  |  |  |  | P&ID FOR HRH STEAM SYSTEM GROUP 10 | D00P-10LBC50-M05-0001 | PIT | 2 | [27 empty] | VENDOR(HRSG) |  |  |  | 타사 공급 — Description 생략
770 |  |  |  |  | P&ID FOR HRH STEAM SYSTEM GROUP 10 | D00P-10LBC50-M05-0001 | PIT | 2 | [27 empty] | VENDOR(ST SUPPLIER) |  |  |  | 타사 공급 — Description 생략
771 |  |  |  |  | P&ID FOR HRH STEAM SYSTEM GROUP 10 | D00P-10LBC50-M05-0001 | TIT | 2 | [27 empty] | VENDOR(ST SUPPLIER) |  |  |  | 타사 공급 — Description 생략
772 |  |  |  |  | P&ID FOR HRH STEAM SYSTEM GROUP 10 | D00P-10LBC50-M05-0001 | PIT | 2 | [27 empty] | VENDOR(HRSG) |  |  |  | 타사 공급 — Description 생략
773 |  |  |  |  | P&ID FOR HRH STEAM SYSTEM GROUP 10 | D00P-10LBC50-M05-0001 | TIT | 2 | [27 empty] | VENDOR(ST SUPPLIER) |  |  |  | 타사 공급 — Description 생략
774 |  |  |  |  | P&ID FOR HRH STEAM SYSTEM GROUP 10 | D00P-10LBC50-M05-0001 | TIT | 2 | [27 empty] | VENDOR(HRSG) |  |  |  | 타사 공급 — Description 생략
775 |  |  |  |  | P&ID FOR HRH STEAM SYSTEM GROUP 10 | D00P-10LBC50-M05-0001 | TW | 2 | [27 empty] | VENDOR(ST SUPPLIER) |  |  |  | 타사 공급 — Description 생략
776 |  |  |  |  | P&ID FOR HRH STEAM SYSTEM GROUP 10 | D00P-10LBC50-M05-0001 | TIT | 2 | [27 empty] | VENDOR(HRSG) |  |  |  | 타사 공급 — Description 생략
777 |  |  |  |  | P&ID FOR HRH STEAM SYSTEM GROUP 10 | D00P-10LBC50-M05-0001 | TIT | 2 | [27 empty] | VENDOR(ST SUPPLIER) |  |  |  | 타사 공급 — Description 생략
778 |  |  |  |  | P&ID FOR HRH STEAM SYSTEM GROUP 10 | D00P-10LBC50-M05-0001 | TIT | 2 | [27 empty] | VENDOR(HRSG) |  |  |  | 타사 공급 — Description 생략
779 |  |  |  |  | P&ID FOR HRH STEAM SYSTEM GROUP 10 | D00P-10LBC50-M05-0001 | TW | 2 | [27 empty] | VENDOR(ST SUPPLIER) |  |  |  | 타사 공급 — Description 생략
780 |  |  |  |  | P&ID FOR HRH STEAM SYSTEM GROUP 10 | D00P-10LBC50-M05-0001 | PIT | 2 | [27 empty] | VENDOR(ST SUPPLIER) |  |  |  | 타사 공급 — Description 생략
781 |  |  |  |  | P&ID FOR HRH STEAM SYSTEM GROUP 10 | D00P-10LBC50-M05-0001 | TIT | 2 | [27 empty] | VENDOR(HRSG) |  |  |  | 타사 공급 — Description 생략
782 |  |  |  |  | P&ID FOR HRH STEAM SYSTEM GROUP 10 | D00P-10LBC50-M05-0001 | TIT | 2 | [27 empty] | VENDOR(HRSG) |  |  |  | 타사 공급 — Description 생략
783 |  |  |  |  | P&ID FOR HRH STEAM SYSTEM GROUP 10 | D00P-10LBC50-M05-0001 | TW | 2 | [27 empty] | VENDOR(ST SUPPLIER) |  |  |  | 타사 공급 — Description 생략
784 |  |  |  |  | P&ID FOR HRH STEAM SYSTEM GROUP 10 | D00P-10LBC50-M05-0001 | PIT | 2 | [27 empty] | VENDOR(HRSG) |  |  |  | 타사 공급 — Description 생략
785 |  |  |  |  | P&ID FOR HRH STEAM SYSTEM GROUP 10 | D00P-10LBC50-M05-0001 | TIT | 2 | [27 empty] | VENDOR(HRSG) |  |  |  | 타사 공급 — Description 생략
786 |  |  |  |  | P&ID FOR HRH STEAM SYSTEM GROUP 10 | D00P-10LBC50-M05-0001 | PIT | 2 | [27 empty] | VENDOR(ST SUPPLIER) |  |  |  | 타사 공급 — Description 생략
787 |  |  |  |  | P&ID FOR HRH STEAM SYSTEM GROUP 10 | D00P-10LBC50-M05-0001 | PIT | 2 | [27 empty] | VENDOR(HRSG) |  |  |  | 타사 공급 — Description 생략
788 |  |  |  |  | P&ID FOR HRSG BLOWDOWN SYSTEM UNIT 11 | D00P-11LCQ10-M05-0001 | PI | 4 | [27 empty] | VENDOR(PUMP VENDOR) |  |  |  | 타사 공급 — Description 생략
789 |  |  |  |  | P&ID FOR HRSG BLOWDOWN SYSTEM UNIT 11 | D00P-11LCQ10-M05-0001 | PI | 4 | [27 empty] | VENDOR(PUMP VENDOR) |  |  |  | 타사 공급 — Description 생략
790 |  |  |  |  | P&ID FOR HRSG BLOWDOWN SYSTEM UNIT 11 | D00P-11LCQ10-M05-0001 | PI | 4 | [27 empty] | VENDOR(PUMP VENDOR) |  |  |  | 타사 공급 — Description 생략
791 |  |  |  |  | P&ID FOR HRSG BLOWDOWN SYSTEM UNIT 11 | D00P-11LCQ10-M05-0001 | PI | 4 | [27 empty] | VENDOR(PUMP VENDOR) |  |  |  | 타사 공급 — Description 생략
792 |  |  |  |  | P&ID FOR HRSG FEEDWATER SYSTEM UNIT 11 | D00P-11LAB00-M05-0001 | PDIT | 4 | [27 empty] | VENDOR(BFP SUPPLIER) |  |  |  | 타사 공급 — Description 생략
793 |  |  |  |  | P&ID FOR HRSG FEEDWATER SYSTEM UNIT 11 | D00P-11LAB00-M05-0001 | PDIT | 4 | [27 empty] | VENDOR(BFP SUPPLIER) |  |  |  | 타사 공급 — Description 생략
794 |  |  |  |  | P&ID FOR LP STEAM SYSTEM GROUP 10 | D00P-10LBA30-M05-0001 | TIT | 2 | [27 empty] | VENDOR(HRSG) |  |  |  | 타사 공급 — Description 생략
795 |  |  |  |  | P&ID FOR LP STEAM SYSTEM GROUP 10 | D00P-10LBA30-M05-0001 | TIT | 2 | [27 empty] | VENDOR(HRSG) |  |  |  | 타사 공급 — Description 생략
796 |  |  |  |  | P&ID FOR LP STEAM SYSTEM GROUP 10 | D00P-10LBA30-M05-0001 | PIT | 2 | [27 empty] | VENDOR(HRSG) |  |  |  | 타사 공급 — Description 생략
797 |  |  |  |  | P&ID FOR LP STEAM SYSTEM GROUP 10 | D00P-10LBA30-M05-0001 | TIT | 2 | [27 empty] | VENDOR(ST SUPPLIER) |  |  |  | 타사 공급 — Description 생략
798 |  |  |  |  | P&ID FOR LP STEAM SYSTEM GROUP 10 | D00P-10LBA30-M05-0001 | TIT | 2 | [27 empty] | VENDOR(HRSG) |  |  |  | 타사 공급 — Description 생략
799 |  |  |  |  | P&ID FOR LP STEAM SYSTEM GROUP 10 | D00P-10LBA30-M05-0001 | TIT | 2 | [27 empty] | VENDOR(ST SUPPLIER) |  |  |  | 타사 공급 — Description 생략
800 |  |  |  |  | P&ID FOR LP STEAM SYSTEM GROUP 10 | D00P-10LBA30-M05-0001 | TIT | 2 | [27 empty] | VENDOR(HRSG) |  |  |  | 타사 공급 — Description 생략
801 |  |  |  |  | P&ID FOR LP STEAM SYSTEM GROUP 10 | D00P-10LBA30-M05-0001 | PIT | 2 | [27 empty] | VENDOR(HRSG) |  |  |  | 타사 공급 — Description 생략
802 |  |  |  |  | P&ID FOR LP STEAM SYSTEM GROUP 10 | D00P-10LBA30-M05-0001 | PIT | 2 | [27 empty] | VENDOR(ST SUPPLIER) |  |  |  | 타사 공급 — Description 생략
803 |  |  |  |  | P&ID FOR LP STEAM SYSTEM GROUP 10 | D00P-10LBA30-M05-0001 | PIT | 2 | [27 empty] | VENDOR(HRSG) |  |  |  | 타사 공급 — Description 생략
804 |  |  |  |  | P&ID FOR LP STEAM SYSTEM GROUP 10 | D00P-10LBA30-M05-0001 | TW | 2 | [27 empty] | VENDOR(ST SUPPLIER) |  |  |  | 타사 공급 — Description 생략
805 |  |  |  |  | P&ID FOR LP STEAM SYSTEM GROUP 10 | D00P-10LBA30-M05-0001 | PIT | 2 | [27 empty] | VENDOR(HRSG) |  |  |  | 타사 공급 — Description 생략
806 |  |  |  |  | P&ID FOR LP STEAM SYSTEM GROUP 10 | D00P-10LBA30-M05-0001 | TIT | 2 | [27 empty] | VENDOR(HRSG) |  |  |  | 타사 공급 — Description 생략
807 |  |  |  |  | P&ID FOR LP STEAM SYSTEM GROUP 10 | D00P-10LBA30-M05-0001 | TW | 2 | [27 empty] | VENDOR(ST SUPPLIER) |  |  |  | 타사 공급 — Description 생략
808 |  |  |  |  | P&ID FOR LP STEAM SYSTEM GROUP 10 | D00P-10LBA30-M05-0001 | TW | 2 | [27 empty] | VENDOR(ST SUPPLIER) |  |  |  | 타사 공급 — Description 생략
809 |  |  |  |  | P&ID FOR LP STEAM SYSTEM GROUP 10 | D00P-10LBA30-M05-0001 | TIT | 2 | [27 empty] | VENDOR(HRSG) |  |  |  | 타사 공급 — Description 생략
810 |  |  |  |  | P&ID FOR OILY WASTE WATER TRANSFER SYSTEM (1 OF 2) | D00P-00GMB10-M05-0001 | PI | 1 | [27 empty] | VENDOR |  |  |  | 타사 공급 — Description 생략
811 |  |  |  |  | P&ID FOR OILY WASTE WATER TRANSFER SYSTEM (1 OF 2) | D00P-00GMB10-M05-0001 | PI | 1 | [27 empty] | VENDOR |  |  |  | 타사 공급 — Description 생략
812 |  |  |  |  | P&ID FOR OILY WASTE WATER TRANSFER SYSTEM (1 OF 2) | D00P-00GMB10-M05-0001 | PI | 1 | [27 empty] | VENDOR |  |  |  | 타사 공급 — Description 생략
813 |  |  |  |  | P&ID FOR OILY WASTE WATER TRANSFER SYSTEM (1 OF 2) | D00P-00GMB10-M05-0001 | PI | 1 | [27 empty] | VENDOR |  |  |  | 타사 공급 — Description 생략
814 |  |  |  |  | P&ID FOR OILY WASTE WATER TRANSFER SYSTEM (1 OF 2) | D00P-00GMB10-M05-0001 | PI | 1 | [27 empty] | VENDOR |  |  |  | 타사 공급 — Description 생략
815 |  |  |  |  | P&ID FOR OILY WASTE WATER TRANSFER SYSTEM (1 OF 2) | D00P-00GMB10-M05-0001 | PI | 1 | [27 empty] | VENDOR |  |  |  | 타사 공급 — Description 생략
816 |  |  |  |  | P&ID FOR OILY WASTE WATER TRANSFER SYSTEM (1 OF 2) | D00P-00GMB10-M05-0001 | PI | 1 | [27 empty] | VENDOR |  |  |  | 타사 공급 — Description 생략
817 |  |  |  |  | P&ID FOR OILY WASTE WATER TRANSFER SYSTEM (1 OF 2) | D00P-00GMB10-M05-0001 | PI | 1 | [27 empty] | VENDOR |  |  |  | 타사 공급 — Description 생략
818 |  |  |  |  | P&ID FOR OILY WASTE WATER TRANSFER SYSTEM (1 OF 2) | D00P-00GMB10-M05-0001 | PI | 1 | [27 empty] | VENDOR |  |  |  | 타사 공급 — Description 생략
819 |  |  |  |  | P&ID FOR OILY WASTE WATER TRANSFER SYSTEM (1 OF 2) | D00P-00GMB10-M05-0001 | PI | 1 | [27 empty] | VENDOR |  |  |  | 타사 공급 — Description 생략
820 |  |  |  |  | P&ID FOR OILY WASTE WATER TRANSFER SYSTEM (1 OF 2) | D00P-00GMB10-M05-0001 | PI | 1 | [27 empty] | VENDOR |  |  |  | 타사 공급 — Description 생략
821 |  |  |  |  | P&ID FOR OILY WASTE WATER TRANSFER SYSTEM (1 OF 2) | D00P-00GMB10-M05-0001 | PI | 1 | [27 empty] | VENDOR |  |  |  | 타사 공급 — Description 생략
822 |  |  |  |  | P&ID FOR OILY WASTE WATER TRANSFER SYSTEM (1 OF 2) | D00P-00GMB10-M05-0001 | PI | 1 | [27 empty] | VENDOR |  |  |  | 타사 공급 — Description 생략
823 |  |  |  |  | P&ID FOR OILY WASTE WATER TRANSFER SYSTEM (1 OF 2) | D00P-00GMB10-M05-0001 | PI | 1 | [27 empty] | VENDOR |  |  |  | 타사 공급 — Description 생략
824 |  |  |  |  | P&ID FOR OILY WASTE WATER TRANSFER SYSTEM (1 OF 2) | D00P-00GMB10-M05-0001 | PI | 1 | [27 empty] | VENDOR |  |  |  | 타사 공급 — Description 생략
825 |  |  |  |  | P&ID FOR OILY WASTE WATER TRANSFER SYSTEM (1 OF 2) | D00P-00GMB10-M05-0001 | PI | 1 | [27 empty] | VENDOR |  |  |  | 타사 공급 — Description 생략
826 |  |  |  |  | P&ID FOR OILY WASTE WATER TRANSFER SYSTEM (2 OF 2) | D00P-00GMB10-M05-0002 | PI | 1 | [27 empty] | VENDOR |  |  |  | 타사 공급 — Description 생략
827 |  |  |  |  | P&ID FOR OILY WASTE WATER TRANSFER SYSTEM (2 OF 2) | D00P-00GMB10-M05-0002 | PI | 1 | [27 empty] | VENDOR |  |  |  | 타사 공급 — Description 생략
828 |  |  |  |  | P&ID FOR OILY WASTE WATER TRANSFER SYSTEM (2 OF 2) | D00P-00GMB10-M05-0002 | PI | 1 | [27 empty] | VENDOR |  |  |  | 타사 공급 — Description 생략
829 |  |  |  |  | P&ID FOR OILY WASTE WATER TRANSFER SYSTEM (2 OF 2) | D00P-00GMB10-M05-0002 | PI | 1 | [27 empty] | VENDOR |  |  |  | 타사 공급 — Description 생략
830 |  |  |  |  | P&ID FOR OILY WASTE WATER TRANSFER SYSTEM (2 OF 2) | D00P-00GMB10-M05-0002 | PI | 1 | [27 empty] | VENDOR |  |  |  | 타사 공급 — Description 생략
831 |  |  |  |  | P&ID FOR OILY WASTE WATER TRANSFER SYSTEM (2 OF 2) | D00P-00GMB10-M05-0002 | PI | 1 | [27 empty] | VENDOR |  |  |  | 타사 공급 — Description 생략
832 |  |  |  |  | P&ID FOR OILY WASTE WATER TRANSFER SYSTEM (2 OF 2) | D00P-00GMB10-M05-0002 | PI | 1 | [27 empty] | VENDOR |  |  |  | 타사 공급 — Description 생략
833 |  |  |  |  | P&ID FOR OILY WASTE WATER TRANSFER SYSTEM (2 OF 2) | D00P-00GMB10-M05-0002 | PI | 1 | [27 empty] | VENDOR |  |  |  | 타사 공급 — Description 생략
834 |  |  |  |  | P&ID FOR OILY WASTE WATER TRANSFER SYSTEM (2 OF 2) | D00P-00GMB10-M05-0002 | PI | 1 | [27 empty] | VENDOR |  |  |  | 타사 공급 — Description 생략
835 |  |  |  |  | P&ID FOR OILY WASTE WATER TRANSFER SYSTEM (2 OF 2) | D00P-00GMB10-M05-0002 | PI | 1 | [27 empty] | VENDOR |  |  |  | 타사 공급 — Description 생략
836 |  |  |  |  | P&ID FOR OILY WASTE WATER TRANSFER SYSTEM (2 OF 2) | D00P-00GMB10-M05-0002 | PI | 1 | [27 empty] | VENDOR |  |  |  | 타사 공급 — Description 생략
837 |  |  |  |  | P&ID FOR OILY WASTE WATER TRANSFER SYSTEM (2 OF 2) | D00P-00GMB10-M05-0002 | PI | 1 | [27 empty] | VENDOR |  |  |  | 타사 공급 — Description 생략
838 |  |  |  |  | P&ID FOR OILY WASTE WATER TRANSFER SYSTEM (2 OF 2) | D00P-00GMB10-M05-0002 | PI | 1 | [27 empty] | VENDOR |  |  |  | 타사 공급 — Description 생략
839 |  |  |  |  | P&ID FOR OILY WASTE WATER TRANSFER SYSTEM (2 OF 2) | D00P-00GMB10-M05-0002 | PI | 1 | [27 empty] | VENDOR |  |  |  | 타사 공급 — Description 생략
840 |  |  |  |  | P&ID FOR POTABLE WATER SUPPLY SYSTEM | D00P-00GKB10-M05-0001 | PI | 1 | [27 empty] | VENDOR(PUMP VENDOR) |  |  |  | 타사 공급 — Description 생략
841 |  |  |  |  | P&ID FOR POTABLE WATER SUPPLY SYSTEM | D00P-00GKB10-M05-0001 | PI | 1 | [27 empty] | VENDOR(PUMP VENDOR) |  |  |  | 타사 공급 — Description 생략
842 |  |  |  |  | P&ID FOR POTABLE WATER SUPPLY SYSTEM | D00P-00GKB10-M05-0001 | PI | 1 | [27 empty] | VENDOR(PUMP VENDOR) |  |  |  | 타사 공급 — Description 생략
843 |  |  |  |  | P&ID FOR SANITARY SEWER TRANSFER SYSTEM | D00P-00GQA10-M05-0001 | PI | 1 | [27 empty] | VENDOR |  |  |  | 타사 공급 — Description 생략
844 |  |  |  |  | P&ID FOR SANITARY SEWER TRANSFER SYSTEM | D00P-00GQA10-M05-0001 | PI | 1 | [27 empty] | VENDOR |  |  |  | 타사 공급 — Description 생략
845 |  |  |  |  | P&ID FOR SANITARY SEWER TRANSFER SYSTEM | D00P-00GQA10-M05-0001 | PI | 1 | [27 empty] | VENDOR |  |  |  | 타사 공급 — Description 생략
846 |  |  |  |  | P&ID FOR SANITARY SEWER TRANSFER SYSTEM | D00P-00GQA10-M05-0001 | PI | 1 | [27 empty] | VENDOR |  |  |  | 타사 공급 — Description 생략
847 |  |  |  |  | P&ID FOR SANITARY SEWER TRANSFER SYSTEM | D00P-00GQA10-M05-0001 | PI | 1 | [27 empty] | VENDOR |  |  |  | 타사 공급 — Description 생략
848 |  |  |  |  | P&ID FOR SANITARY SEWER TRANSFER SYSTEM | D00P-00GQA10-M05-0001 | PI | 1 | [27 empty] | VENDOR |  |  |  | 타사 공급 — Description 생략
849 |  |  |  |  | P&ID FOR SANITARY SEWER TRANSFER SYSTEM | D00P-00GQA10-M05-0001 | PI | 1 | [27 empty] | VENDOR |  |  |  | 타사 공급 — Description 생략
850 |  |  |  |  | P&ID FOR SANITARY SEWER TRANSFER SYSTEM | D00P-00GQA10-M05-0001 | PI | 1 | [27 empty] | VENDOR |  |  |  | 타사 공급 — Description 생략
851 |  |  |  |  | P&ID FOR SANITARY SEWER TRANSFER SYSTEM | D00P-00GQA10-M05-0001 | PI | 1 | [27 empty] | VENDOR |  |  |  | 타사 공급 — Description 생략
852 |  |  |  |  | P&ID FOR SANITARY SEWER TRANSFER SYSTEM | D00P-00GQA10-M05-0001 | PI | 1 | [27 empty] | VENDOR |  |  |  | 타사 공급 — Description 생략
853 |  |  |  |  | P&ID FOR SANITARY SEWER TRANSFER SYSTEM | D00P-00GQA10-M05-0001 | PI | 1 | [27 empty] | VENDOR |  |  |  | 타사 공급 — Description 생략
854 |  |  |  |  | P&ID FOR SANITARY SEWER TRANSFER SYSTEM | D00P-00GQA10-M05-0001 | PI | 1 | [27 empty] | VENDOR |  |  |  | 타사 공급 — Description 생략
855 |  |  |  |  | P&ID FOR SEAWATER INTAKE SYSTEM (1 OF 3) | D00P-00PAB10-M05-0001 | LIT | 1 | [27 empty] | VENDOR(SEAWATER INTAKE FACILITY SUPPLIER) |  |  |  | 타사 공급 — Description 생략
856 |  |  |  |  | P&ID FOR SEAWATER INTAKE SYSTEM (1 OF 3) | D00P-00PAB10-M05-0001 | PDIT | 1 | [27 empty] | VENDOR(SEAWATER INTAKE FACILITY SUPPLIER) |  |  |  | 타사 공급 — Description 생략
857 |  |  |  |  | P&ID FOR SEAWATER INTAKE SYSTEM (1 OF 3) | D00P-00PAB10-M05-0001 | PI | 1 | [27 empty] | VENDOR(SEAWATER INTAKE FACILITY SUPPLIER) |  |  |  | 타사 공급 — Description 생략
858 |  |  |  |  | P&ID FOR SEAWATER INTAKE SYSTEM (1 OF 3) | D00P-00PAB10-M05-0001 | LIT | 1 | [27 empty] | VENDOR(SEAWATER INTAKE FACILITY SUPPLIER) |  |  |  | 타사 공급 — Description 생략
859 |  |  |  |  | P&ID FOR SEAWATER INTAKE SYSTEM (1 OF 3) | D00P-00PAB10-M05-0001 | LIT | 1 | [27 empty] | VENDOR(SEAWATER INTAKE FACILITY SUPPLIER) |  |  |  | 타사 공급 — Description 생략
860 |  |  |  |  | P&ID FOR SEAWATER INTAKE SYSTEM (1 OF 3) | D00P-00PAB10-M05-0001 | LIT | 1 | [27 empty] | VENDOR(SEAWATER INTAKE FACILITY SUPPLIER) |  |  |  | 타사 공급 — Description 생략
861 |  |  |  |  | P&ID FOR SEAWATER INTAKE SYSTEM (1 OF 3) | D00P-00PAB10-M05-0001 | PI | 1 | [27 empty] | VENDOR(SEAWATER INTAKE FACILITY SUPPLIER) |  |  |  | 타사 공급 — Description 생략
862 |  |  |  |  | P&ID FOR SEAWATER INTAKE SYSTEM (1 OF 3) | D00P-00PAB10-M05-0001 | LIT | 1 | [27 empty] | VENDOR(SEAWATER INTAKE FACILITY SUPPLIER) |  |  |  | 타사 공급 — Description 생략
863 |  |  |  |  | P&ID FOR SEAWATER INTAKE SYSTEM (1 OF 3) | D00P-00PAB10-M05-0001 | LIT | 1 | [27 empty] | VENDOR(SEAWATER INTAKE FACILITY SUPPLIER) |  |  |  | 타사 공급 — Description 생략
864 |  |  |  |  | P&ID FOR SEAWATER INTAKE SYSTEM (1 OF 3) | D00P-00PAB10-M05-0001 | PI | 1 | [27 empty] | VENDOR(SEAWATER INTAKE FACILITY SUPPLIER) |  |  |  | 타사 공급 — Description 생략
865 |  |  |  |  | P&ID FOR SEAWATER INTAKE SYSTEM (1 OF 3) | D00P-00PAB10-M05-0001 | LIT | 1 | [27 empty] | VENDOR(SEAWATER INTAKE FACILITY SUPPLIER) |  |  |  | 타사 공급 — Description 생략
866 |  |  |  |  | P&ID FOR SEAWATER INTAKE SYSTEM (1 OF 3) | D00P-00PAB10-M05-0001 | LIT | 1 | [27 empty] | VENDOR(SEAWATER INTAKE FACILITY SUPPLIER) |  |  |  | 타사 공급 — Description 생략
867 |  |  |  |  | P&ID FOR SEAWATER INTAKE SYSTEM (1 OF 3) | D00P-00PAB10-M05-0001 | LIT | 1 | [27 empty] | VENDOR(SEAWATER INTAKE FACILITY SUPPLIER) |  |  |  | 타사 공급 — Description 생략
868 |  |  |  |  | P&ID FOR SEAWATER INTAKE SYSTEM (1 OF 3) | D00P-00PAB10-M05-0001 | LIT | 1 | [27 empty] | VENDOR(SEAWATER INTAKE FACILITY SUPPLIER) |  |  |  | 타사 공급 — Description 생략
869 |  |  |  |  | P&ID FOR SEAWATER INTAKE SYSTEM (2 OF 3) | D00P-00PAB10-M05-0002 | LIT | 1 | [27 empty] | VENDOR(SEAWATER INTAKE FACILITY SUPPLIER) |  |  |  | 타사 공급 — Description 생략
870 |  |  |  |  | P&ID FOR SEAWATER INTAKE SYSTEM (2 OF 3) | D00P-00PAB10-M05-0002 | LIT | 1 | [27 empty] | VENDOR(SEAWATER INTAKE FACILITY SUPPLIER) |  |  |  | 타사 공급 — Description 생략
871 |  |  |  |  | P&ID FOR SEAWATER INTAKE SYSTEM (2 OF 3) | D00P-00PAB10-M05-0002 | LIT | 1 | [27 empty] | VENDOR(SEAWATER INTAKE FACILITY SUPPLIER) |  |  |  | 타사 공급 — Description 생략
872 |  |  |  |  | P&ID FOR SEAWATER INTAKE SYSTEM (2 OF 3) | D00P-00PAB10-M05-0002 | LIT | 1 | [27 empty] | VENDOR(SEAWATER INTAKE FACILITY SUPPLIER) |  |  |  | 타사 공급 — Description 생략
873 |  |  |  |  | P&ID FOR SEAWATER INTAKE SYSTEM (2 OF 3) | D00P-00PAB10-M05-0002 | LIT | 1 | [27 empty] | VENDOR(SEAWATER INTAKE FACILITY SUPPLIER) |  |  |  | 타사 공급 — Description 생략
874 |  |  |  |  | P&ID FOR SEAWATER INTAKE SYSTEM (2 OF 3) | D00P-00PAB10-M05-0002 | LIT | 1 | [27 empty] | VENDOR(SEAWATER INTAKE FACILITY SUPPLIER) |  |  |  | 타사 공급 — Description 생략
875 |  |  |  |  | P&ID FOR SEAWATER INTAKE SYSTEM (2 OF 3) | D00P-00PAB10-M05-0002 | LIT | 1 | [27 empty] | VENDOR(SEAWATER INTAKE FACILITY SUPPLIER) |  |  |  | 타사 공급 — Description 생략
876 |  |  |  |  | P&ID FOR SEAWATER INTAKE SYSTEM (2 OF 3) | D00P-00PAB10-M05-0002 | LIT | 1 | [27 empty] | VENDOR(SEAWATER INTAKE FACILITY SUPPLIER) |  |  |  | 타사 공급 — Description 생략
877 |  |  |  |  | P&ID FOR SEAWATER INTAKE SYSTEM (2 OF 3) | D00P-00PAB10-M05-0002 | LIT | 1 | [27 empty] | VENDOR(SEAWATER INTAKE FACILITY SUPPLIER) |  |  |  | 타사 공급 — Description 생략
878 |  |  |  |  | P&ID FOR SEAWATER INTAKE SYSTEM (2 OF 3) | D00P-00PAB10-M05-0002 | LIT | 1 | [27 empty] | VENDOR(SEAWATER INTAKE FACILITY SUPPLIER) |  |  |  | 타사 공급 — Description 생략
879 |  |  |  |  | P&ID FOR SEAWATER INTAKE SYSTEM (3 OF 3) | D00P-00PAB10-M05-0003 | LIT | 1 | [27 empty] | VENDOR(SEAWATER INTAKE FACILITY SUPPLIER) |  |  |  | 타사 공급 — Description 생략
880 |  |  |  |  | P&ID FOR SEAWATER INTAKE SYSTEM (3 OF 3) | D00P-00PAB10-M05-0003 | LIT | 1 | [27 empty] | VENDOR(SEAWATER INTAKE FACILITY SUPPLIER) |  |  |  | 타사 공급 — Description 생략
881 |  |  |  |  | P&ID FOR SEAWATER INTAKE SYSTEM (3 OF 3) | D00P-00PAB10-M05-0003 | LIT | 1 | [27 empty] | VENDOR(SEAWATER INTAKE FACILITY SUPPLIER) |  |  |  | 타사 공급 — Description 생략
882 |  |  |  |  | P&ID FOR SEAWATER INTAKE SYSTEM (3 OF 3) | D00P-00PAB10-M05-0003 | LIT | 1 | [27 empty] | VENDOR(SEAWATER INTAKE FACILITY SUPPLIER) |  |  |  | 타사 공급 — Description 생략
883 |  |  |  |  | P&ID FOR SERVICE WATER DISTRIBUTION SYSTEM (1 OF 2) | D00P-00GHB10-M05-0001 | RO | 1 | [27 empty] | VENDOR(PUMP VENDOR) |  |  |  | 타사 공급 — Description 생략
884 |  |  |  |  | P&ID FOR SERVICE WATER DISTRIBUTION SYSTEM (1 OF 2) | D00P-00GHB10-M05-0001 | RO | 1 | [27 empty] | VENDOR(PUMP VENDOR) |  |  |  | 타사 공급 — Description 생략
885 |  |  |  |  | P&ID FOR SERVICE WATER DISTRIBUTION SYSTEM (1 OF 2) | D00P-00GHB10-M05-0001 | PI | 1 | [27 empty] | VENDOR(PUMP VENDOR) |  |  |  | 타사 공급 — Description 생략
1. REFER TO GENERAL TECHNICAL REQUIREMENT(ATT1/2/3)
2. ENCLOSURE CLASS : IP67
3. ANY INSTRUMENT SIGNAL SHALL BE INTERFACED WITH DCS AS HARDWIRING WITH HART PROTOCOL.
4. TRANSMITTER SHALL BE OF THE 2-WIRE TYPE(24VDC) WITH EXTERNAL ADJUSTABLE SPAN AND ZERO.
5. TRANSMITTER SHALL HAVE INTEGRAL LCD INDICATOR.
6. SIL2 CERTIFICATE FOR TRANSMITTER SHOULD BE INCLUDED IN BIDDER'S SCOPE OF SUPPLY.
7. SPECIFICATION OF COUNTER FLANGE SHALL BE IN LINED WITH PIPING SPECIFICATION.
8. THREE(3) PORTABLE HART COMMUNICATOR SHALL BE PROVIDED.
9. THE FUNCTION OF SURGE PROTECTION AGAINST TRANSIENT VOLTAGE SHALL BE PROVIDED FOR TRANSMITTER.

## 5.2.0 PKG Inter. Typical (hidden)
1 | 2 | 3 | 4 | 5 | 6 | 7 | 8 | 9 | 10 | 11 | Field IO
|  |  | PKG Interface / Field - DCS IO |  |  |  | SWGR/MCC Interface IO |  |  |  | to VMS / Vibration(Triad) Gas Detector(Triad)
PKG Q'ty | PACKAGE | TYPE | AI | AO | DI | DO | AI | AO | DI | DO | AI
| GT TCS #10 | TCS
| ST TCS #10 | TCS
| CEMS #10 | PLC
| VMS (MEB) #10 | VMS
| VMS (CT LEB) #10 | VMS
| VMS (CCR) | VMS
| Intake System PLC | PLC
| Tube Cleaning System for Condenser | PLC
| Tube Cleaning System for CCW | PLC
| Air Compressor | PLC
| HRSG PLC | PLC
| WTP | PLC
| WWT | PLC
| Gas Chlorination System | PLC
| CPP | PLC
| DCS | DCS
| GIS | PLC
| CWMU Chlorination System | PLC
| CT Chlorination System | PLC
↑ Control System 적용 PKG
| GT TCS #10 |  | 11 | 5 | 19 | 19
| ST TCS #10 |  | 17 | 0 | 10 | 13
| CEMS #10 |  | 9 |  | 3
| SWAS for HRSG #10 |  | 62 |  | 5 | 9
| Condenser Tube Leak Detection#10 |  | 4 |  | 1
| SWAS for Condensate #10 |  | 28 |  | 5 | 4
| SWAS for CW #10 |  | 2 |  | 3
| SWAS for CW Return Line #10 |  | 2
| QMS for HRSG Blowdown #10 |  | 1 |  | 3
| QMS for Process Holding Pond #10 |  | 3 |  | 1
| QMS for Discharge water to Chao Phraya river #10 |  | 11 |  | 3
| VMS (MEB) #10 |  | 34 |  | 34
| VMS (CT LEB) #10 |  | 120 |  | 120
| Bypass Valve HPU for HP #10 |  | 1 |  | 3
| Bypass Valve HPU for IP/LP #10 |  | 1 |  | 3
| HRSG Transmitter #10 |  | 1
| HRSG Level Switch #10 |  |  | 1
| HRSG CV (AI&AO) #10 |  | 1 | 1
| HRSG CV (DI) #10 |  |  |  | 2
| HRSG XV #10 |  |  |  | 2 | 1
| HRSG MOV #10 |  |  |  | 6 | 2
| HRSG MOV Inching #10 |  |  |  | 6 | 2
| HRSG MOV Inching (AI) #10 |  | 1
| HRSG Analog JB #10 |  | 158 | 25
| HRSG Digital JB #10 |  |  |  | 238 | 73
| ESDV #10 |  | 1 | 0 | 6 | 3
| Fuel Gas Supply System #10 |  | 1
| FG Condensate Tank for GT Area #10 |  | 1
| Condenser Vacuum Pump #10 |  | 2 |  | 14 | 7
| CEP SIGNAL JB (Vibration/ Temp) #10 |  | 7 | 0 | 1 | 1 | 1 |  | 6 | 2 | 7
| BFP |  | 14 | 0 | 2 | 1 | 1 |  | 6 | 2 | 11
| CWP SIGNAL JB (Vib./Temp) #10 |  | 5 | 0 | 1 | 1 | 1 |  | 6 | 2 | 9
| CCWP SIG JB #10 |  | 7 | 0 | 1 | 1 |  |  | 5 | 2 | 7
| CT Makeup Pump SIG JB #10 |  | 7 | 0 | 1 | 1 | 1 |  | 6 | 2 | 7
| Cooling Tower FAN SIG JB #10 |  | 4 | 0 | 1 | 0 |  |  | 5 | 2 | 6
| CT Plume Abatement System #10 |  | 5 |  | 16 | 6

## 5.2.1 PKG Inter. Cable (hidden)
[16 empty] | TOTAL IO | [8 empty] | TYPICAL IO
No. | Q'ty (A) | FROM |  |  |  |  | To |  |  |  |  | Communication |  |  |  | Total Field IO Q'ty |  |  |  | Total SWGR/MCC Interface IO |  |  |  | Total Typical Vibration / Gas detector | Typical Field IO Q'ty |  |  |  | Typical SWGR/MCC Interface IO |  |  |  | Typical Vibration / Gas detector
|  | Unit | Zone 1 EQ Description | Zone 1 SQ No. | Zone 1 Description | Zone 1 No. | Unit | Zone 2 EQ Description | Zone 2 SQ No. | Zone 2 Description | Zone 2 No. | Protocol | Cable Q'ty / Equipment | Cable Type | Remark | AI | AO | DI | DO | AI | AO | DI | DO | AI | AI | AO | DI | DO | AI | AO | DI | DO | AI

## 5.3.1 Comm. Cable (hidden)
Communication Cable Type
No. | EQ Q'ty (A) | FROM |  |  |  |  | TO |  |  |  |  | Protocol | Cable Q'ty (B) | Cable Type | Remark | Fiber Optic | Single Mode 6 core
|  | Unit | Zone 1 EQ Description | Zone 1 SQ No. | Zone 1 Description | Zone 1 No. | Unit | Zone 2 EQ Description | Zone 2 SQ No. | Zone 2 Description | Zone 2 No. |  |  |  |  | UTP
STP
RS485
Coaxial

## 5.4.2 Raceway (hidden)
Type | Description | Length | UNIT
Trench |  |  |  | Note
1. Refer to Main Cable Route issued by Elec. ENG
2. Refer to Length per raceway type informed by Elec. ENG
- Length shall be measured by I&C ENG if Elec. ENG not inform
Ductbaml
Tray

## 5.5 Cable Routing (hidden)
[7 empty] | 6 |  |  | 1
No. | From- | Zone 1 Description | Zone 1 No. | Zone 2 Description | Zone 2 No. | Total Cable Length (A=B+C+D+E) | Up & Down Cable (B) | Zone 1 side (C) | Zone 2 side (D) | Bending Length (E=F x L3) | ROUTE DISTANCE(m) (F) | ROUTE DISTANCE(m) (F) by N1 fx | ROUTE 1 | ROUTE 2 | ROUTE 3 | ROUTE 4 | ROUTE 5 | ROUTE 6 | ROUTE 7 | ROUTE 8 | ROUTE 9 | ROUTE 10 | ROUTE 11 | ROUTE 12 | ROUTE 13 | ROUTE 14 | ROUTE 15 | ROUTE 16 | ROUTE 17 | ROUTE 18 | ROUTE 19 | ROUTE 20
To